## Winter Map For Publishing (2) (hidden)
[7 empty] | NCC Rating (A) |  |  |  |  | 10 PoE Load (A) |  |  |  |  | Power factor |  |  |  |  | LAR (Amps) |  |  |  |  | LAR (MVA) |  |  |  |  | Safety Net Classification |  |  |  |  | Meets Safety Net |  |  |  |  | ECC Rating (A) |  |  |  |  | 50 PoE Load (A) |  |  |  |  | RAW Lar |  |  |  |  | 2HR Rating |  |  |  |  | Transfers Available |  |  |  |  | Remote Transfers Available |  |  |  |  | Manual Transfers Available |  |  |  |  | POPS Available |  |  |  |  | Mobile Generation Available |  |  |  |  | LARc (A) |  |  |  |  | LARc (MVA) |  |  |  |  | Hours above 95%
Connection Point | Feeder_Name | From | From_B | To | To_B | Fdr OOS | WIN1_1 | WIN1_2 | WIN1_3 | WIN1_4 | WIN1_5 | WIN2_1 | WIN2_2 | WIN2_3 | WIN2_4 | WIN2_5 | WIN3_1 | WIN3_2 | WIN3_3 | WIN3_4 | WIN3_5 | WIN4_1 | WIN4_2 | WIN4_3 | WIN4_4 | WIN4_5 | WIN5_1 | WIN5_2 | WIN5_3 | WIN5_4 | WIN5_5 | WIN6_1 | WIN6_2 | WIN6_3 | WIN6_4 | WIN6_5 | WIN7_1 | WIN7_2 | WIN7_3 | WIN7_4 | WIN7_5 | WIN8_1 | WIN8_2 | WIN8_3 | WIN8_4 | WIN8_5 | WIN9_1 | WIN9_2 | WIN9_3 | WIN9_4 | WIN9_5 | WIN10_1 | WIN10_2 | WIN10_3 | WIN10_4 | WIN10_5 | WIN11_1 | WIN11_2 | WIN11_3 | WIN11_4 | WIN11_5 | WIN12_1 | WIN12_2 | WIN12_3 | WIN12_4 | WIN12_5 | WIN13_1 | WIN13_2 | WIN13_3 | WIN13_4 | WIN13_5 | WIN14_1 | WIN14_2 | WIN14_3 | WIN14_4 | WIN14_5 | WIN15_1 | WIN15_2 | WIN15_3 | WIN15_4 | WIN15_5 | WIN16_1 | WIN16_2 | WIN16_3 | WIN16_4 | WIN16_5 | WIN17_1 | WIN17_2 | WIN17_3 | WIN17_4 | WIN17_5 | WIN18_1 | WIN18_2 | WIN18_3 | WIN18_4 | WIN18_5 | WIN19_1 | WIN19_2 | WIN19_3 | WIN19_4 | WIN19_5
Abermain | F7259/1 | Abermain |  | Wulkuraka Tee |  | NA | 613 | 613 | 613 | 613 | 613 | 288 | 290 | 287 | 300 | 301 | 0.98 | 0.98 | 0.98 | 0.98 | 0.98 | [10 empty] | Rural | Rural | Rural | Rural | Rural | Yes | Yes | Yes | Yes | Yes | 613 | 613 | 613 | 613 | 613 | [15 empty] | 52 | 52 | 52 | 52 | 52 | NA | NA | NA | NA | NA | [5 empty] | NA | NA | NA | NA | NA | 52 | 52 | 52 | 52 | 52 | [10 empty] | NA | NA | NA | NA | NA
0 | 0 | 0 |  | 0 |  | NA | 288 | 290 | 287 | 300 | 301 | 0.98 | 0.98 | 0.98 | 0.98 | 0.98 | 613 | 613 | 613 | 613 | 613 | [10 empty] | 0 | 0 | 0 | 0 | 0 | Yes | Yes | Yes | Yes | Yes | 399 | 407 | 403 | 418 | 418 | [15 empty] | 0 | 0 | 0 | 0 | 0 | NA | NA | NA | NA | NA | [5 empty] | NA | NA | NA | NA | NA | 0 | 0 | 0 | 0 | 0 | [10 empty] | NA | NA | NA | NA | NA
0 | 0 | 0 |  | 0 |  | NA | 0.98 | 0.98 | 0.98 | 0.98 | 0.98 | 613 | 613 | 613 | 613 | 613 | 399 | 407 | 403 | 418 | 418 | [10 empty] | 0 | 0 | 0 | 0 | 0 | Yes | Yes | Yes | Yes | Yes | 613 | 613 | 613 | 613 | 613 | [15 empty] | 0 | 0 | 0 | 0 | 0 | NA | NA | NA | NA | NA | [5 empty] | NA | NA | NA | NA | NA | 0 | 0 | 0 | 0 | 0 | [10 empty] | NA | NA | NA | NA | NA
0 | 0 | 0 |  | 0 |  | NA | 613 | 613 | 613 | 613 | 613 | 399 | 407 | 403 | 418 | 418 | 613 | 613 | 613 | 613 | 613 | [10 empty] | 0 | 0 | 0 | 0 | 0 | Yes | Yes | Yes | Yes | Yes | 256 | 258 | 255 | 269 | 269 | [15 empty] | 0 | 0 | 0 | 0 | 0 | NA | NA | NA | NA | NA | [5 empty] | NA | NA | NA | NA | NA | 0 | 0 | 0 | 0 | 0 | [10 empty] | NA | NA | NA | NA | NA
0 | 0 | 0 |  | 0 |  | NA | 399 | 407 | 403 | 418 | 418 | 613 | 613 | 613 | 613 | 613 | 256 | 258 | 255 | 269 | 269 | [10 empty] | 0 | 0 | 0 | 0 | 0 | Yes | Yes | Yes | Yes | Yes | 0.98 | 0.98 | 0.98 | 0.98 | 0.98 | [15 empty] | 0 | 0 | 0 | 0 | 0 | NA | NA | NA | NA | NA | [5 empty] | NA | NA | NA | NA | NA | 0 | 0 | 0 | 0 | 0 | [10 empty] | NA | NA | NA | NA | NA
Abermain | F7259/2 | Wulkuraka Tee |  | Lockrose |  | NA | 613 | 613 | 613 | 613 | 613 | 256 | 258 | 255 | 269 | 269 | 0.98 | 0.98 | 0.98 | 0.98 | 0.98 | [10 empty] | Rural | Rural | Rural | Rural | Rural | Yes | Yes | Yes | Yes | Yes | 613 | 613 | 613 | 613 | 613 | [15 empty] | 52 | 52 | 52 | 52 | 52 | NA | NA | NA | NA | NA | [5 empty] | NA | NA | NA | NA | NA | 52 | 52 | 52 | 52 | 52 | [10 empty] | NA | NA | NA | NA | NA
0 | 0 | 0 |  | 0 |  | NA | 256 | 258 | 255 | 269 | 269 | 0.98 | 0.98 | 0.98 | 0.98 | 0.98 | 613 | 613 | 613 | 613 | 613 | [10 empty] | 0 | 0 | 0 | 0 | 0 | Yes | Yes | Yes | Yes | Yes | 369 | 377 | 373 | 388 | 388 | [15 empty] | 0 | 0 | 0 | 0 | 0 | NA | NA | NA | NA | NA | [5 empty] | NA | NA | NA | NA | NA | 0 | 0 | 0 | 0 | 0 | [10 empty] | NA | NA | NA | NA | NA
0 | 0 | 0 |  | 0 |  | NA | 0.98 | 0.98 | 0.98 | 0.98 | 0.98 | 613 | 613 | 613 | 613 | 613 | 369 | 377 | 373 | 388 | 388 | [10 empty] | 0 | 0 | 0 | 0 | 0 | Yes | Yes | Yes | Yes | Yes | 690 | 690 | 690 | 690 | 690 | [15 empty] | 0 | 0 | 0 | 0 | 0 | NA | NA | NA | NA | NA | [5 empty] | NA | NA | NA | NA | NA | 0 | 0 | 0 | 0 | 0 | [10 empty] | NA | NA | NA | NA | NA
0 | 0 | 0 |  | 0 |  | NA | 613 | 613 | 613 | 613 | 613 | 369 | 377 | 373 | 388 | 388 | 690 | 690 | 690 | 690 | 690 | [10 empty] | 0 | 0 | 0 | 0 | 0 | Yes | Yes | Yes | Yes | Yes | 0 | 0 | 0 | 0 | 0 | [15 empty] | 0 | 0 | 0 | 0 | 0 | NA | NA | NA | NA | NA | [5 empty] | NA | NA | NA | NA | NA | 0 | 0 | 0 | 0 | 0 | [10 empty] | NA | NA | NA | NA | NA
0 | 0 | 0 |  | 0 |  | NA | 369 | 377 | 373 | 388 | 388 | 690 | 690 | 690 | 690 | 690 | 0 | 0 | 0 | 0 | 0 | [10 empty] | 0 | 0 | 0 | 0 | 0 | Yes | Yes | Yes | Yes | Yes | 0 | 0 | 0 | 0 | 0 | [15 empty] | 0 | 0 | 0 | 0 | 0 | NA | NA | NA | NA | NA | [5 empty] | NA | NA | NA | NA | NA | 0 | 0 | 0 | 0 | 0 | [10 empty] | NA | NA | NA | NA | NA
Abermain | F7289 | Lockrose |  | Gatton |  | NA | 690 | 690 | 690 | 690 | 690 | 0 | 0 | 0 | 0 | 0 | 0 | 0 | 0 | 0 | 0 | [10 empty] | Rural | Rural | Rural | Rural | Rural | Yes | Yes | Yes | Yes | Yes | 690 | 690 | 690 | 690 | 690 | [15 empty] | 52 | 52 | 52 | 52 | 52 | NA | NA | NA | NA | NA | [5 empty] | NA | NA | NA | NA | NA | 52 | 52 | 52 | 52 | 52 | [10 empty] | NA | NA | NA | NA | NA
0 | 0 | 0 |  | 0 |  | NA | 0 | 0 | 0 | 0 | 0 | 0 | 0 | 0 | 0 | 0 | 690 | 690 | 690 | 690 | 690 | [10 empty] | 0 | 0 | 0 | 0 | 0 | Yes | Yes | Yes | Yes | Yes | 252 | 254 | 251 | 265 | 266 | [15 empty] | 0 | 0 | 0 | 0 | 0 | NA | NA | NA | NA | NA | [5 empty] | NA | NA | NA | NA | NA | 0 | 0 | 0 | 0 | 0 | [10 empty] | NA | NA | NA | NA | NA
0 | 0 | 0 |  | 0 |  | NA | 0 | 0 | 0 | 0 | 0 | 690 | 690 | 690 | 690 | 690 | 252 | 254 | 251 | 265 | 266 | [10 empty] | 0 | 0 | 0 | 0 | 0 | Yes | Yes | Yes | Yes | Yes | 800 | 800 | 800 | 800 | 800 | [15 empty] | 0 | 0 | 0 | 0 | 0 | NA | NA | NA | NA | NA | [5 empty] | NA | NA | NA | NA | NA | 0 | 0 | 0 | 0 | 0 | [10 empty] | NA | NA | NA | NA | NA
0 | 0 | 0 |  | 0 |  | NA | 690 | 690 | 690 | 690 | 690 | 252 | 254 | 251 | 265 | 266 | 800 | 800 | 800 | 800 | 800 | [10 empty] | 0 | 0 | 0 | 0 | 0 | Yes | Yes | Yes | Yes | Yes | 180 | 181 | 179 | 191 | 185 | [15 empty] | 0 | 0 | 0 | 0 | 0 | NA | NA | NA | NA | NA | [5 empty] | NA | NA | NA | NA | NA | 0 | 0 | 0 | 0 | 0 | [10 empty] | NA | NA | NA | NA | NA
0 | 0 | 0 |  | 0 |  | NA | 252 | 254 | 251 | 265 | 266 | 800 | 800 | 800 | 800 | 800 | 180 | 181 | 179 | 191 | 185 | [10 empty] | 0 | 0 | 0 | 0 | 0 | Yes | Yes | Yes | Yes | Yes | 0.97 | 0.98 | 0.93 | 0.92 | 0.97 | [15 empty] | 0 | 0 | 0 | 0 | 0 | NA | NA | NA | NA | NA | [5 empty] | NA | NA | NA | NA | NA | 0 | 0 | 0 | 0 | 0 | [10 empty] | NA | NA | NA | NA | NA
Belmont | F750 | Belmont |  | Beenleigh |  | NA | 800 | 800 | 800 | 800 | 800 | 180 | 181 | 179 | 191 | 185 | 0.97 | 0.98 | 0.93 | 0.92 | 0.97 | [10 empty] | Urban | Urban | Urban | Urban | Urban | Yes | Yes | Yes | Yes | Yes | 800 | 800 | 800 | 800 | 800 | [15 empty] | 21 | 21 | 21 | 21 | 21 | NA | NA | NA | NA | NA | [5 empty] | NA | NA | NA | NA | NA | 21 | 21 | 21 | 21 | 21 | [10 empty] | NA | NA | NA | NA | NA
0 | 0 | 0 |  | 0 |  | NA | 180 | 181 | 179 | 191 | 185 | 0.97 | 0.98 | 0.93 | 0.92 | 0.97 | 800 | 800 | 800 | 800 | 800 | [10 empty] | 0 | 0 | 0 | 0 | 0 | Yes | Yes | Yes | Yes | Yes | 272 | 276 | 271 | 273 | 276 | [15 empty] | 0 | 0 | 0 | 0 | 0 | NA | NA | NA | NA | NA | [5 empty] | NA | NA | NA | NA | NA | 0 | 0 | 0 | 0 | 0 | [10 empty] | NA | NA | NA | NA | NA
0 | 0 | 0 |  | 0 |  | NA | 0.97 | 0.98 | 0.93 | 0.92 | 0.97 | 800 | 800 | 800 | 800 | 800 | 272 | 276 | 271 | 273 | 276 | [10 empty] | 0 | 0 | 0 | 0 | 0 | Yes | Yes | Yes | Yes | Yes | 1600 | 1600 | 1600 | 1600 | 1600 | [15 empty] | 0 | 0 | 0 | 0 | 0 | NA | NA | NA | NA | NA | [5 empty] | NA | NA | NA | NA | NA | 0 | 0 | 0 | 0 | 0 | [10 empty] | NA | NA | NA | NA | NA
0 | 0 | 0 |  | 0 |  | NA | 800 | 800 | 800 | 800 | 800 | 272 | 276 | 271 | 273 | 276 | 1600 | 1600 | 1600 | 1600 | 1600 | [10 empty] | 0 | 0 | 0 | 0 | 0 | Yes | Yes | Yes | Yes | Yes | 360 | 359 | 357 | 359 | 357 | [15 empty] | 0 | 0 | 0 | 0 | 0 | NA | NA | NA | NA | NA | [5 empty] | NA | NA | NA | NA | NA | 0 | 0 | 0 | 0 | 0 | [10 empty] | NA | NA | NA | NA | NA
0 | 0 | 0 |  | 0 |  | NA | 272 | 276 | 271 | 273 | 276 | 1600 | 1600 | 1600 | 1600 | 1600 | 360 | 359 | 357 | 359 | 357 | [10 empty] | 0 | 0 | 0 | 0 | 0 | Yes | Yes | Yes | Yes | Yes | 0.98 | 0.98 | 0.98 | 0.98 | 0.98 | [15 empty] | 0 | 0 | 0 | 0 | 0 | NA | NA | NA | NA | NA | [5 empty] | NA | NA | NA | NA | NA | 0 | 0 | 0 | 0 | 0 | [10 empty] | NA | NA | NA | NA | NA
Belmont | F766 | Belmont |  | Cleveland |  | NA | 1600 | 1600 | 1600 | 1600 | 1600 | 360 | 359 | 357 | 359 | 357 | 0.98 | 0.98 | 0.98 | 0.98 | 0.98 | [10 empty] | Urban | Urban | Urban | Urban | Urban | Yes | Yes | Yes | Yes | Yes | 1600 | 1600 | 1600 | 1600 | 1600 | [15 empty] | 21 | 21 | 21 | 21 | 21 | NA | NA | NA | NA | NA | [5 empty] | NA | NA | NA | NA | NA | 21 | 21 | 21 | 21 | 21 | [10 empty] | NA | NA | NA | NA | NA
0 | 0 | 0 |  | 0 |  | NA | 360 | 359 | 357 | 359 | 357 | 0.98 | 0.98 | 0.98 | 0.98 | 0.98 | 1600 | 1600 | 1600 | 1600 | 1600 | [10 empty] | 0 | 0 | 0 | 0 | 0 | Yes | Yes | Yes | Yes | Yes | 708 | 709 | 701 | 706 | 706 | [15 empty] | 0 | 0 | 0 | 0 | 0 | NA | NA | NA | NA | NA | [5 empty] | NA | NA | NA | NA | NA | 0 | 0 | 0 | 0 | 0 | [10 empty] | NA | NA | NA | NA | NA
0 | 0 | 0 |  | 0 |  | NA | 0.98 | 0.98 | 0.98 | 0.98 | 0.98 | 1600 | 1600 | 1600 | 1600 | 1600 | 708 | 709 | 701 | 706 | 706 | [10 empty] | 0 | 0 | 0 | 0 | 0 | Yes | Yes | Yes | Yes | Yes | 1600 | 1600 | 1600 | 1600 | 1600 | [15 empty] | 0 | 0 | 0 | 0 | 0 | NA | NA | NA | NA | NA | [5 empty] | NA | NA | NA | NA | NA | 0 | 0 | 0 | 0 | 0 | [10 empty] | NA | NA | NA | NA | NA
0 | 0 | 0 |  | 0 |  | NA | 1600 | 1600 | 1600 | 1600 | 1600 | 708 | 709 | 701 | 706 | 706 | 1600 | 1600 | 1600 | 1600 | 1600 | [10 empty] | 0 | 0 | 0 | 0 | 0 | Yes | Yes | Yes | Yes | Yes | 360 | 359 | 357 | 359 | 357 | [15 empty] | 0 | 0 | 0 | 0 | 0 | NA | NA | NA | NA | NA | [5 empty] | NA | NA | NA | NA | NA | 0 | 0 | 0 | 0 | 0 | [10 empty] | NA | NA | NA | NA | NA
0 | 0 | 0 |  | 0 |  | NA | 708 | 709 | 701 | 706 | 706 | 1600 | 1600 | 1600 | 1600 | 1600 | 360 | 359 | 357 | 359 | 357 | [10 empty] | 0 | 0 | 0 | 0 | 0 | Yes | Yes | Yes | Yes | Yes | 0.98 | 0.98 | 0.98 | 0.98 | 0.98 | [15 empty] | 0 | 0 | 0 | 0 | 0 | NA | NA | NA | NA | NA | [5 empty] | NA | NA | NA | NA | NA | 0 | 0 | 0 | 0 | 0 | [10 empty] | NA | NA | NA | NA | NA
Belmont | F767 | Belmont |  | Cleveland |  | NA | 1600 | 1600 | 1600 | 1600 | 1600 | 360 | 359 | 357 | 359 | 357 | 0.98 | 0.98 | 0.98 | 0.98 | 0.98 | [10 empty] | Urban | Urban | Urban | Urban | Urban | Yes | Yes | Yes | Yes | Yes | 1600 | 1600 | 1600 | 1600 | 1600 | [15 empty] | 21 | 21 | 21 | 21 | 21 | NA | NA | NA | NA | NA | [5 empty] | NA | NA | NA | NA | NA | 21 | 21 | 21 | 21 | 21 | [10 empty] | NA | NA | NA | NA | NA
0 | 0 | 0 |  | 0 |  | NA | 360 | 359 | 357 | 359 | 357 | 0.98 | 0.98 | 0.98 | 0.98 | 0.98 | 1600 | 1600 | 1600 | 1600 | 1600 | [10 empty] | 0 | 0 | 0 | 0 | 0 | Yes | Yes | Yes | Yes | Yes | 708 | 709 | 701 | 706 | 706 | [15 empty] | 0 | 0 | 0 | 0 | 0 | NA | NA | NA | NA | NA | [5 empty] | NA | NA | NA | NA | NA | 0 | 0 | 0 | 0 | 0 | [10 empty] | NA | NA | NA | NA | NA
0 | 0 | 0 |  | 0 |  | NA | 0.98 | 0.98 | 0.98 | 0.98 | 0.98 | 1600 | 1600 | 1600 | 1600 | 1600 | 708 | 709 | 701 | 706 | 706 | [10 empty] | 0 | 0 | 0 | 0 | 0 | Yes | Yes | Yes | Yes | Yes | 1131 | 1131 | 1131 | 1131 | 1131 | [15 empty] | 0 | 0 | 0 | 0 | 0 | NA | NA | NA | NA | NA | [5 empty] | NA | NA | NA | NA | NA | 0 | 0 | 0 | 0 | 0 | [10 empty] | NA | NA | NA | NA | NA
0 | 0 | 0 |  | 0 |  | NA | 1600 | 1600 | 1600 | 1600 | 1600 | 708 | 709 | 701 | 706 | 706 | 1131 | 1131 | 1131 | 1131 | 1131 | [10 empty] | 0 | 0 | 0 | 0 | 0 | Yes | Yes | Yes | Yes | Yes | 192 | 196 | 198 | 204 | 208 | [15 empty] | 0 | 0 | 0 | 0 | 0 | NA | NA | NA | NA | NA | [5 empty] | NA | NA | NA | NA | NA | 0 | 0 | 0 | 0 | 0 | [10 empty] | NA | NA | NA | NA | NA
0 | 0 | 0 |  | 0 |  | NA | 708 | 709 | 701 | 706 | 706 | 1131 | 1131 | 1131 | 1131 | 1131 | 192 | 196 | 198 | 204 | 208 | [10 empty] | 0 | 0 | 0 | 0 | 0 | Yes | Yes | Yes | Yes | Yes | 0.99 | 0.99 | 0.99 | 0.99 | 0.99 | [15 empty] | 0 | 0 | 0 | 0 | 0 | NA | NA | NA | NA | NA | [5 empty] | NA | NA | NA | NA | NA | 0 | 0 | 0 | 0 | 0 | [10 empty] | NA | NA | NA | NA | NA
Blackstone | F713 | Blackstone |  | Raceview |  | NA | 1131 | 1131 | 1131 | 1131 | 1131 | 192 | 196 | 198 | 204 | 208 | 0.99 | 0.99 | 0.99 | 0.99 | 0.99 | [10 empty] | Urban | Urban | Urban | Urban | Urban | Yes | Yes | Yes | Yes | Yes | 1131 | 1131 | 1131 | 1131 | 1131 | [15 empty] | 21 | 21 | 21 | 21 | 21 | NA | NA | NA | NA | NA | [5 empty] | NA | NA | NA | NA | NA | 21 | 21 | 21 | 21 | 21 | [10 empty] | NA | NA | NA | NA | NA
0 | 0 | 0 |  | 0 |  | NA | 192 | 196 | 198 | 204 | 208 | 0.99 | 0.99 | 0.99 | 0.99 | 0.99 | 1131 | 1131 | 1131 | 1131 | 1131 | [10 empty] | 0 | 0 | 0 | 0 | 0 | Yes | Yes | Yes | Yes | Yes | 368 | 377 | 381 | 393 | 401 | [15 empty] | 0 | 0 | 0 | 0 | 0 | NA | NA | NA | NA | NA | [5 empty] | NA | NA | NA | NA | NA | 0 | 0 | 0 | 0 | 0 | [10 empty] | NA | NA | NA | NA | NA
0 | 0 | 0 |  | 0 |  | NA | 0.99 | 0.99 | 0.99 | 0.99 | 0.99 | 1131 | 1131 | 1131 | 1131 | 1131 | 368 | 377 | 381 | 393 | 401 | [10 empty] | 0 | 0 | 0 | 0 | 0 | Yes | Yes | Yes | Yes | Yes | 1131 | 1131 | 1131 | 1131 | 1131 | [15 empty] | 0 | 0 | 0 | 0 | 0 | NA | NA | NA | NA | NA | [5 empty] | NA | NA | NA | NA | NA | 0 | 0 | 0 | 0 | 0 | [10 empty] | NA | NA | NA | NA | NA
0 | 0 | 0 |  | 0 |  | NA | 1131 | 1131 | 1131 | 1131 | 1131 | 368 | 377 | 381 | 393 | 401 | 1131 | 1131 | 1131 | 1131 | 1131 | [10 empty] | 0 | 0 | 0 | 0 | 0 | Yes | Yes | Yes | Yes | Yes | 191 | 196 | 198 | 204 | 208 | [15 empty] | 0 | 0 | 0 | 0 | 0 | NA | NA | NA | NA | NA | [5 empty] | NA | NA | NA | NA | NA | 0 | 0 | 0 | 0 | 0 | [10 empty] | NA | NA | NA | NA | NA
0 | 0 | 0 |  | 0 |  | NA | 368 | 377 | 381 | 393 | 401 | 1131 | 1131 | 1131 | 1131 | 1131 | 191 | 196 | 198 | 204 | 208 | [10 empty] | 0 | 0 | 0 | 0 | 0 | Yes | Yes | Yes | Yes | Yes | 0.99 | 0.99 | 0.99 | 0.99 | 0.99 | [15 empty] | 0 | 0 | 0 | 0 | 0 | NA | NA | NA | NA | NA | [5 empty] | NA | NA | NA | NA | NA | 0 | 0 | 0 | 0 | 0 | [10 empty] | NA | NA | NA | NA | NA
Blackstone | F714 | Blackstone |  | Raceview |  | NA | 1131 | 1131 | 1131 | 1131 | 1131 | 191 | 196 | 198 | 204 | 208 | 0.99 | 0.99 | 0.99 | 0.99 | 0.99 | [10 empty] | Urban | Urban | Urban | Urban | Urban | Yes | Yes | Yes | Yes | Yes | 1131 | 1131 | 1131 | 1131 | 1131 | [15 empty] | 21 | 21 | 21 | 21 | 21 | NA | NA | NA | NA | NA | [5 empty] | NA | NA | NA | NA | NA | 21 | 21 | 21 | 21 | 21 | [10 empty] | NA | NA | NA | NA | NA
0 | 0 | 0 |  | 0 |  | NA | 191 | 196 | 198 | 204 | 208 | 0.99 | 0.99 | 0.99 | 0.99 | 0.99 | 1131 | 1131 | 1131 | 1131 | 1131 | [10 empty] | 0 | 0 | 0 | 0 | 0 | Yes | Yes | Yes | Yes | Yes | 368 | 377 | 381 | 393 | 401 | [15 empty] | 0 | 0 | 0 | 0 | 0 | NA | NA | NA | NA | NA | [5 empty] | NA | NA | NA | NA | NA | 0 | 0 | 0 | 0 | 0 | [10 empty] | NA | NA | NA | NA | NA
0 | 0 | 0 |  | 0 |  | NA | 0.99 | 0.99 | 0.99 | 0.99 | 0.99 | 1131 | 1131 | 1131 | 1131 | 1131 | 368 | 377 | 381 | 393 | 401 | [10 empty] | 0 | 0 | 0 | 0 | 0 | Yes | Yes | Yes | Yes | Yes | 1283 | 1283 | 1283 | 1283 | 1283 | [15 empty] | 0 | 0 | 0 | 0 | 0 | NA | NA | NA | NA | NA | [5 empty] | NA | NA | NA | NA | NA | 0 | 0 | 0 | 0 | 0 | [10 empty] | NA | NA | NA | NA | NA
0 | 0 | 0 |  | 0 |  | NA | 1131 | 1131 | 1131 | 1131 | 1131 | 368 | 377 | 381 | 393 | 401 | 1283 | 1283 | 1283 | 1283 | 1283 | [10 empty] | 0 | 0 | 0 | 0 | 0 | Yes | Yes | Yes | Yes | Yes | 271 | 278 | 308 | 338 | 348 | [15 empty] | 0 | 0 | 0 | 0 | 0 | NA | NA | NA | NA | NA | [5 empty] | NA | NA | NA | NA | NA | 0 | 0 | 0 | 0 | 0 | [10 empty] | NA | NA | NA | NA | NA
0 | 0 | 0 |  | 0 |  | NA | 368 | 377 | 381 | 393 | 401 | 1283 | 1283 | 1283 | 1283 | 1283 | 271 | 278 | 308 | 338 | 348 | [10 empty] | 0 | 0 | 0 | 0 | 0 | Yes | Yes | Yes | Yes | Yes | 1 | 1 | 1 | 1 | 1 | [15 empty] | 0 | 0 | 0 | 0 | 0 | NA | NA | NA | NA | NA | [5 empty] | NA | NA | NA | NA | NA | 0 | 0 | 0 | 0 | 0 | [10 empty] | NA | NA | NA | NA | NA
CBD East | F7231 | Wellington Road |  | Charlotte St |  | NA | 1283 | 1283 | 1283 | 1283 | 1283 | 271 | 278 | 308 | 338 | 348 | 1 | 1 | 1 | 1 | 1 | [10 empty] | CBD | CBD | CBD | CBD | CBD | Yes | Yes | Yes | Yes | Yes | 1283 | 1283 | 1283 | 1283 | 1283 | [15 empty] | NA | NA | NA | NA | NA | NA | NA | NA | NA | NA | [5 empty] | NA | NA | NA | NA | NA | NA | NA | NA | NA | NA | [10 empty] | NA | NA | NA | NA | NA
0 | 0 | 0 |  | 0 |  | NA | 271 | 278 | 308 | 338 | 348 | 1 | 1 | 1 | 1 | 1 | 1283 | 1283 | 1283 | 1283 | 1283 | [10 empty] | 0 | 0 | 0 | 0 | 0 | Yes | Yes | Yes | Yes | Yes | 509 | 523 | 576 | 633 | 654 | [15 empty] | 0 | 0 | 0 | 0 | 0 | NA | NA | NA | NA | NA | [5 empty] | NA | NA | NA | NA | NA | 0 | 0 | 0 | 0 | 0 | [10 empty] | NA | NA | NA | NA | NA
0 | 0 | 0 |  | 0 |  | NA | 1 | 1 | 1 | 1 | 1 | 1283 | 1283 | 1283 | 1283 | 1283 | 509 | 523 | 576 | 633 | 654 | [10 empty] | 0 | 0 | 0 | 0 | 0 | Yes | Yes | Yes | Yes | Yes | 1283 | 1283 | 1283 | 1283 | 1283 | [15 empty] | 0 | 0 | 0 | 0 | 0 | NA | NA | NA | NA | NA | [5 empty] | NA | NA | NA | NA | NA | 0 | 0 | 0 | 0 | 0 | [10 empty] | NA | NA | NA | NA | NA
0 | 0 | 0 |  | 0 |  | NA | 1283 | 1283 | 1283 | 1283 | 1283 | 509 | 523 | 576 | 633 | 654 | 1283 | 1283 | 1283 | 1283 | 1283 | [10 empty] | 0 | 0 | 0 | 0 | 0 | Yes | Yes | Yes | Yes | Yes | 271 | 278 | 308 | 338 | 348 | [15 empty] | 0 | 0 | 0 | 0 | 0 | NA | NA | NA | NA | NA | [5 empty] | NA | NA | NA | NA | NA | 0 | 0 | 0 | 0 | 0 | [10 empty] | NA | NA | NA | NA | NA
0 | 0 | 0 |  | 0 |  | NA | 509 | 523 | 576 | 633 | 654 | 1283 | 1283 | 1283 | 1283 | 1283 | 271 | 278 | 308 | 338 | 348 | [10 empty] | 0 | 0 | 0 | 0 | 0 | Yes | Yes | Yes | Yes | Yes | 1 | 1 | 1 | 1 | 1 | [15 empty] | 0 | 0 | 0 | 0 | 0 | NA | NA | NA | NA | NA | [5 empty] | NA | NA | NA | NA | NA | 0 | 0 | 0 | 0 | 0 | [10 empty] | NA | NA | NA | NA | NA
CBD East | F7232 | Wellington Road |  | Charlotte St |  | NA | 1283 | 1283 | 1283 | 1283 | 1283 | 271 | 278 | 308 | 338 | 348 | 1 | 1 | 1 | 1 | 1 | [10 empty] | CBD | CBD | CBD | CBD | CBD | Yes | Yes | Yes | Yes | Yes | 1283 | 1283 | 1283 | 1283 | 1283 | [15 empty] | NA | NA | NA | NA | NA | NA | NA | NA | NA | NA | [5 empty] | NA | NA | NA | NA | NA | NA | NA | NA | NA | NA | [10 empty] | NA | NA | NA | NA | NA
0 | 0 | 0 |  | 0 |  | NA | 271 | 278 | 308 | 338 | 348 | 1 | 1 | 1 | 1 | 1 | 1283 | 1283 | 1283 | 1283 | 1283 | [10 empty] | 0 | 0 | 0 | 0 | 0 | Yes | Yes | Yes | Yes | Yes | 509 | 523 | 576 | 633 | 654 | [15 empty] | 0 | 0 | 0 | 0 | 0 | NA | NA | NA | NA | NA | [5 empty] | NA | NA | NA | NA | NA | 0 | 0 | 0 | 0 | 0 | [10 empty] | NA | NA | NA | NA | NA
0 | 0 | 0 |  | 0 |  | NA | 1 | 1 | 1 | 1 | 1 | 1283 | 1283 | 1283 | 1283 | 1283 | 509 | 523 | 576 | 633 | 654 | [10 empty] | 0 | 0 | 0 | 0 | 0 | Yes | Yes | Yes | Yes | Yes | 1197 | 1197 | 1197 | 1197 | 1197 | [15 empty] | 0 | 0 | 0 | 0 | 0 | NA | NA | NA | NA | NA | [5 empty] | NA | NA | NA | NA | NA | 0 | 0 | 0 | 0 | 0 | [10 empty] | NA | NA | NA | NA | NA
0 | 0 | 0 |  | 0 |  | NA | 1283 | 1283 | 1283 | 1283 | 1283 | 509 | 523 | 576 | 633 | 654 | 1197 | 1197 | 1197 | 1197 | 1197 | [10 empty] | 0 | 0 | 0 | 0 | 0 | Yes | Yes | Yes | Yes | Yes | 535 | 546 | 575 | 608 | 617 | [15 empty] | 0 | 0 | 0 | 0 | 0 | NA | NA | NA | NA | NA | [5 empty] | NA | NA | NA | NA | NA | 0 | 0 | 0 | 0 | 0 | [10 empty] | NA | NA | NA | NA | NA
0 | 0 | 0 |  | 0 |  | NA | 509 | 523 | 576 | 633 | 654 | 1197 | 1197 | 1197 | 1197 | 1197 | 535 | 546 | 575 | 608 | 617 | [10 empty] | 0 | 0 | 0 | 0 | 0 | Yes | Yes | Yes | Yes | Yes | 1 | 1 | 1 | 1 | 1 | [15 empty] | 0 | 0 | 0 | 0 | 0 | NA | NA | NA | NA | NA | [5 empty] | NA | NA | NA | NA | NA | 0 | 0 | 0 | 0 | 0 | [10 empty] | NA | NA | NA | NA | NA
CBD East | F7287/3 | Tingalpa Tee |  | Wellington Road |  | NA | 1197 | 1197 | 1197 | 1197 | 1197 | 535 | 546 | 575 | 608 | 617 | 1 | 1 | 1 | 1 | 1 | [10 empty] | CBD | CBD | CBD | CBD | CBD | Yes | Yes | Yes | Yes | Yes | 1197 | 1197 | 1197 | 1197 | 1197 | [15 empty] | NA | NA | NA | NA | NA | NA | NA | NA | NA | NA | [5 empty] | NA | NA | NA | NA | NA | NA | NA | NA | NA | NA | [10 empty] | NA | NA | NA | NA | NA
0 | 0 | 0 |  | 0 |  | NA | 535 | 546 | 575 | 608 | 617 | 1 | 1 | 1 | 1 | 1 | 1197 | 1197 | 1197 | 1197 | 1197 | [10 empty] | 0 | 0 | 0 | 0 | 0 | Yes | Yes | Yes | Yes | Yes | 855 | 875 | 920 | 974 | 993 | [15 empty] | 0 | 0 | 0 | 0 | 0 | NA | NA | NA | NA | NA | [5 empty] | NA | NA | NA | NA | NA | 0 | 0 | 0 | 0 | 0 | [10 empty] | NA | NA | NA | NA | NA
0 | 0 | 0 |  | 0 |  | NA | 1 | 1 | 1 | 1 | 1 | 1197 | 1197 | 1197 | 1197 | 1197 | 855 | 875 | 920 | 974 | 993 | [10 empty] | 0 | 0 | 0 | 0 | 0 | Yes | Yes | Yes | Yes | Yes | 1197 | 1197 | 1197 | 1197 | 1197 | [15 empty] | 0 | 0 | 0 | 0 | 0 | NA | NA | NA | NA | NA | [5 empty] | NA | NA | NA | NA | NA | 0 | 0 | 0 | 0 | 0 | [10 empty] | NA | NA | NA | NA | NA
0 | 0 | 0 |  | 0 |  | NA | 1197 | 1197 | 1197 | 1197 | 1197 | 855 | 875 | 920 | 974 | 993 | 1197 | 1197 | 1197 | 1197 | 1197 | [10 empty] | 0 | 0 | 0 | 0 | 0 | Yes | Yes | Yes | Yes | Yes | 537 | 549 | 577 | 610 | 619 | [15 empty] | 0 | 0 | 0 | 0 | 0 | NA | NA | NA | NA | NA | [5 empty] | NA | NA | NA | NA | NA | 0 | 0 | 0 | 0 | 0 | [10 empty] | NA | NA | NA | NA | NA
0 | 0 | 0 |  | 0 |  | NA | 855 | 875 | 920 | 974 | 993 | 1197 | 1197 | 1197 | 1197 | 1197 | 537 | 549 | 577 | 610 | 619 | [10 empty] | 0 | 0 | 0 | 0 | 0 | Yes | Yes | Yes | Yes | Yes | 1 | 1 | 1 | 1 | 1 | [15 empty] | 0 | 0 | 0 | 0 | 0 | NA | NA | NA | NA | NA | [5 empty] | NA | NA | NA | NA | NA | 0 | 0 | 0 | 0 | 0 | [10 empty] | NA | NA | NA | NA | NA
CBD East | F7288/3 | Tingalpa Tee |  | Wellington Road |  | NA | 1197 | 1197 | 1197 | 1197 | 1197 | 537 | 549 | 577 | 610 | 619 | 1 | 1 | 1 | 1 | 1 | [10 empty] | CBD | CBD | CBD | CBD | CBD | Yes | Yes | Yes | Yes | Yes | 1197 | 1197 | 1197 | 1197 | 1197 | [15 empty] | NA | NA | NA | NA | NA | NA | NA | NA | NA | NA | [5 empty] | NA | NA | NA | NA | NA | NA | NA | NA | NA | NA | [10 empty] | NA | NA | NA | NA | NA
0 | 0 | 0 |  | 0 |  | NA | 537 | 549 | 577 | 610 | 619 | 1 | 1 | 1 | 1 | 1 | 1197 | 1197 | 1197 | 1197 | 1197 | [10 empty] | 0 | 0 | 0 | 0 | 0 | Yes | Yes | Yes | Yes | Yes | 857 | 876 | 921 | 975 | 994 | [15 empty] | 0 | 0 | 0 | 0 | 0 | NA | NA | NA | NA | NA | [5 empty] | NA | NA | NA | NA | NA | 0 | 0 | 0 | 0 | 0 | [10 empty] | NA | NA | NA | NA | NA
0 | 0 | 0 |  | 0 |  | NA | 1 | 1 | 1 | 1 | 1 | 1197 | 1197 | 1197 | 1197 | 1197 | 857 | 876 | 921 | 975 | 994 | [10 empty] | 0 | 0 | 0 | 0 | 0 | Yes | Yes | Yes | Yes | Yes | 1300 | 1300 | 1300 | 1300 | 1300 | [15 empty] | 0 | 0 | 0 | 0 | 0 | NA | NA | NA | NA | NA | [5 empty] | NA | NA | NA | NA | NA | 0 | 0 | 0 | 0 | 0 | [10 empty] | NA | NA | NA | NA | NA
0 | 0 | 0 |  | 0 |  | NA | 1197 | 1197 | 1197 | 1197 | 1197 | 857 | 876 | 921 | 975 | 994 | 1300 | 1300 | 1300 | 1300 | 1300 | [10 empty] | 0 | 0 | 0 | 0 | 0 | Yes | Yes | Yes | Yes | Yes | 170 | 169 | 168 | 169 | 169 | [15 empty] | 0 | 0 | 0 | 0 | 0 | NA | NA | NA | NA | NA | [5 empty] | NA | NA | NA | NA | NA | 0 | 0 | 0 | 0 | 0 | [10 empty] | NA | NA | NA | NA | NA
0 | 0 | 0 |  | 0 |  | NA | 857 | 876 | 921 | 975 | 994 | 1300 | 1300 | 1300 | 1300 | 1300 | 170 | 169 | 168 | 169 | 169 | [10 empty] | 0 | 0 | 0 | 0 | 0 | Yes | Yes | Yes | Yes | Yes | 0.99 | 0.99 | 0.99 | 0.99 | 0.99 | [15 empty] | 0 | 0 | 0 | 0 | 0 | NA | NA | NA | NA | NA | [5 empty] | NA | NA | NA | NA | NA | 0 | 0 | 0 | 0 | 0 | [10 empty] | NA | NA | NA | NA | NA
CBD East | F7230 | Wellington Road |  | Coorparoo |  | NA | 1300 | 1300 | 1300 | 1300 | 1300 | 170 | 169 | 168 | 169 | 169 | 0.99 | 0.99 | 0.99 | 0.99 | 0.99 | [10 empty] | Urban | Urban | Urban | Urban | Urban | Yes | Yes | Yes | Yes | Yes | 1300 | 1300 | 1300 | 1300 | 1300 | [15 empty] | 21 | 21 | 21 | 21 | 21 | NA | NA | NA | NA | NA | [5 empty] | NA | NA | NA | NA | NA | 21 | 21 | 21 | 21 | 21 | [10 empty] | NA | NA | NA | NA | NA
0 | 0 | 0 |  | 0 |  | NA | 170 | 169 | 168 | 169 | 169 | 0.99 | 0.99 | 0.99 | 0.99 | 0.99 | 1300 | 1300 | 1300 | 1300 | 1300 | [10 empty] | 0 | 0 | 0 | 0 | 0 | Yes | Yes | Yes | Yes | Yes | 321 | 321 | 318 | 320 | 320 | [15 empty] | 0 | 0 | 0 | 0 | 0 | NA | NA | NA | NA | NA | [5 empty] | NA | NA | NA | NA | NA | 0 | 0 | 0 | 0 | 0 | [10 empty] | NA | NA | NA | NA | NA
0 | 0 | 0 |  | 0 |  | NA | 0.99 | 0.99 | 0.99 | 0.99 | 0.99 | 1300 | 1300 | 1300 | 1300 | 1300 | 321 | 321 | 318 | 320 | 320 | [10 empty] | 0 | 0 | 0 | 0 | 0 | Yes | Yes | Yes | Yes | Yes | 1300 | 1300 | 1300 | 1300 | 1300 | [15 empty] | 0 | 0 | 0 | 0 | 0 | NA | NA | NA | NA | NA | [5 empty] | NA | NA | NA | NA | NA | 0 | 0 | 0 | 0 | 0 | [10 empty] | NA | NA | NA | NA | NA
0 | 0 | 0 |  | 0 |  | NA | 1300 | 1300 | 1300 | 1300 | 1300 | 321 | 321 | 318 | 320 | 320 | 1300 | 1300 | 1300 | 1300 | 1300 | [10 empty] | 0 | 0 | 0 | 0 | 0 | Yes | Yes | Yes | Yes | Yes | 170 | 169 | 168 | 169 | 169 | [15 empty] | 0 | 0 | 0 | 0 | 0 | NA | NA | NA | NA | NA | [5 empty] | NA | NA | NA | NA | NA | 0 | 0 | 0 | 0 | 0 | [10 empty] | NA | NA | NA | NA | NA
0 | 0 | 0 |  | 0 |  | NA | 321 | 321 | 318 | 320 | 320 | 1300 | 1300 | 1300 | 1300 | 1300 | 170 | 169 | 168 | 169 | 169 | [10 empty] | 0 | 0 | 0 | 0 | 0 | Yes | Yes | Yes | Yes | Yes | 0.99 | 0.99 | 0.99 | 0.99 | 0.99 | [15 empty] | 0 | 0 | 0 | 0 | 0 | NA | NA | NA | NA | NA | [5 empty] | NA | NA | NA | NA | NA | 0 | 0 | 0 | 0 | 0 | [10 empty] | NA | NA | NA | NA | NA
CBD East | F7362 | Wellington Road |  | Coorparoo |  | NA | 1300 | 1300 | 1300 | 1300 | 1300 | 170 | 169 | 168 | 169 | 169 | 0.99 | 0.99 | 0.99 | 0.99 | 0.99 | [10 empty] | Urban | Urban | Urban | Urban | Urban | Yes | Yes | Yes | Yes | Yes | 1300 | 1300 | 1300 | 1300 | 1300 | [15 empty] | 21 | 21 | 21 | 21 | 21 | NA | NA | NA | NA | NA | [5 empty] | NA | NA | NA | NA | NA | 21 | 21 | 21 | 21 | 21 | [10 empty] | NA | NA | NA | NA | NA
0 | 0 | 0 |  | 0 |  | NA | 170 | 169 | 168 | 169 | 169 | 0.99 | 0.99 | 0.99 | 0.99 | 0.99 | 1300 | 1300 | 1300 | 1300 | 1300 | [10 empty] | 0 | 0 | 0 | 0 | 0 | Yes | Yes | Yes | Yes | Yes | 321 | 321 | 318 | 320 | 320 | [15 empty] | 0 | 0 | 0 | 0 | 0 | NA | NA | NA | NA | NA | [5 empty] | NA | NA | NA | NA | NA | 0 | 0 | 0 | 0 | 0 | [10 empty] | NA | NA | NA | NA | NA
0 | 0 | 0 |  | 0 |  | NA | 0.99 | 0.99 | 0.99 | 0.99 | 0.99 | 1300 | 1300 | 1300 | 1300 | 1300 | 321 | 321 | 318 | 320 | 320 | [10 empty] | 0 | 0 | 0 | 0 | 0 | Yes | Yes | Yes | Yes | Yes | 1456 | 1456 | 1456 | 1456 | 1456 | [15 empty] | 0 | 0 | 0 | 0 | 0 | NA | NA | NA | NA | NA | [5 empty] | NA | NA | NA | NA | NA | 0 | 0 | 0 | 0 | 0 | [10 empty] | NA | NA | NA | NA | NA
0 | 0 | 0 |  | 0 |  | NA | 1300 | 1300 | 1300 | 1300 | 1300 | 321 | 321 | 318 | 320 | 320 | 1456 | 1456 | 1456 | 1456 | 1456 | [10 empty] | 0 | 0 | 0 | 0 | 0 | Yes | Yes | Yes | Yes | Yes | 265 | 273 | 284 | 300 | 304 | [15 empty] | 0 | 0 | 0 | 0 | 0 | NA | NA | NA | NA | NA | [5 empty] | NA | NA | NA | NA | NA | 0 | 0 | 0 | 0 | 0 | [10 empty] | NA | NA | NA | NA | NA
0 | 0 | 0 |  | 0 |  | NA | 321 | 321 | 318 | 320 | 320 | 1456 | 1456 | 1456 | 1456 | 1456 | 265 | 273 | 284 | 300 | 304 | [10 empty] | 0 | 0 | 0 | 0 | 0 | Yes | Yes | Yes | Yes | Yes | 1 | 1 | 1 | 1 | 1 | [15 empty] | 0 | 0 | 0 | 0 | 0 | NA | NA | NA | NA | NA | [5 empty] | NA | NA | NA | NA | NA | 0 | 0 | 0 | 0 | 0 | [10 empty] | NA | NA | NA | NA | NA
CBD East | F752 | Murarrie |  | Newstead |  | NA | 1456 | 1456 | 1456 | 1456 | 1456 | 265 | 273 | 284 | 300 | 304 | 1 | 1 | 1 | 1 | 1 | [10 empty] | CBD | CBD | CBD | CBD | CBD | Yes | Yes | Yes | Yes | Yes | 1456 | 1456 | 1456 | 1456 | 1456 | [15 empty] | NA | NA | NA | NA | NA | NA | NA | NA | NA | NA | [5 empty] | NA | NA | NA | NA | NA | NA | NA | NA | NA | NA | [10 empty] | NA | NA | NA | NA | NA
0 | 0 | 0 |  | 0 |  | NA | 265 | 273 | 284 | 300 | 304 | 1 | 1 | 1 | 1 | 1 | 1456 | 1456 | 1456 | 1456 | 1456 | [10 empty] | 0 | 0 | 0 | 0 | 0 | Yes | Yes | Yes | Yes | Yes | 348 | 359 | 374 | 395 | 401 | [15 empty] | 0 | 0 | 0 | 0 | 0 | NA | NA | NA | NA | NA | [5 empty] | NA | NA | NA | NA | NA | 0 | 0 | 0 | 0 | 0 | [10 empty] | NA | NA | NA | NA | NA
0 | 0 | 0 |  | 0 |  | NA | 1 | 1 | 1 | 1 | 1 | 1456 | 1456 | 1456 | 1456 | 1456 | 348 | 359 | 374 | 395 | 401 | [10 empty] | 0 | 0 | 0 | 0 | 0 | Yes | Yes | Yes | Yes | Yes | 1456 | 1456 | 1456 | 1456 | 1456 | [15 empty] | 0 | 0 | 0 | 0 | 0 | NA | NA | NA | NA | NA | [5 empty] | NA | NA | NA | NA | NA | 0 | 0 | 0 | 0 | 0 | [10 empty] | NA | NA | NA | NA | NA
0 | 0 | 0 |  | 0 |  | NA | 1456 | 1456 | 1456 | 1456 | 1456 | 348 | 359 | 374 | 395 | 401 | 1456 | 1456 | 1456 | 1456 | 1456 | [10 empty] | 0 | 0 | 0 | 0 | 0 | Yes | Yes | Yes | Yes | Yes | 265 | 273 | 284 | 300 | 304 | [15 empty] | 0 | 0 | 0 | 0 | 0 | NA | NA | NA | NA | NA | [5 empty] | NA | NA | NA | NA | NA | 0 | 0 | 0 | 0 | 0 | [10 empty] | NA | NA | NA | NA | NA
0 | 0 | 0 |  | 0 |  | NA | 348 | 359 | 374 | 395 | 401 | 1456 | 1456 | 1456 | 1456 | 1456 | 265 | 273 | 284 | 300 | 304 | [10 empty] | 0 | 0 | 0 | 0 | 0 | Yes | Yes | Yes | Yes | Yes | 1 | 1 | 1 | 1 | 1 | [15 empty] | 0 | 0 | 0 | 0 | 0 | NA | NA | NA | NA | NA | [5 empty] | NA | NA | NA | NA | NA | 0 | 0 | 0 | 0 | 0 | [10 empty] | NA | NA | NA | NA | NA
CBD East | F753 | Murarrie |  | Newstead |  | NA | 1456 | 1456 | 1456 | 1456 | 1456 | 265 | 273 | 284 | 300 | 304 | 1 | 1 | 1 | 1 | 1 | [10 empty] | CBD | CBD | CBD | CBD | CBD | Yes | Yes | Yes | Yes | Yes | 1456 | 1456 | 1456 | 1456 | 1456 | [15 empty] | NA | NA | NA | NA | NA | NA | NA | NA | NA | NA | [5 empty] | NA | NA | NA | NA | NA | NA | NA | NA | NA | NA | [10 empty] | NA | NA | NA | NA | NA
0 | 0 | 0 |  | 0 |  | NA | 265 | 273 | 284 | 300 | 304 | 1 | 1 | 1 | 1 | 1 | 1456 | 1456 | 1456 | 1456 | 1456 | [10 empty] | 0 | 0 | 0 | 0 | 0 | Yes | Yes | Yes | Yes | Yes | 348 | 359 | 374 | 395 | 401 | [15 empty] | 0 | 0 | 0 | 0 | 0 | NA | NA | NA | NA | NA | [5 empty] | NA | NA | NA | NA | NA | 0 | 0 | 0 | 0 | 0 | [10 empty] | NA | NA | NA | NA | NA
0 | 0 | 0 |  | 0 |  | NA | 1 | 1 | 1 | 1 | 1 | 1456 | 1456 | 1456 | 1456 | 1456 | 348 | 359 | 374 | 395 | 401 | [10 empty] | 0 | 0 | 0 | 0 | 0 | Yes | Yes | Yes | Yes | Yes | 704 | 704 | 704 | 704 | 704 | [15 empty] | 0 | 0 | 0 | 0 | 0 | NA | NA | NA | NA | NA | [5 empty] | NA | NA | NA | NA | NA | 0 | 0 | 0 | 0 | 0 | [10 empty] | NA | NA | NA | NA | NA
0 | 0 | 0 |  | 0 |  | NA | 1456 | 1456 | 1456 | 1456 | 1456 | 348 | 359 | 374 | 395 | 401 | 704 | 704 | 704 | 704 | 704 | [10 empty] | 0 | 0 | 0 | 0 | 0 | Yes | Yes | Yes | Yes | Yes | 88 | 91 | 97 | 105 | 106 | [15 empty] | 0 | 0 | 0 | 0 | 0 | NA | NA | NA | NA | NA | [5 empty] | NA | NA | NA | NA | NA | 0 | 0 | 0 | 0 | 0 | [10 empty] | NA | NA | NA | NA | NA
0 | 0 | 0 |  | 0 |  | NA | 348 | 359 | 374 | 395 | 401 | 704 | 704 | 704 | 704 | 704 | 88 | 91 | 97 | 105 | 106 | [10 empty] | 0 | 0 | 0 | 0 | 0 | Yes | Yes | Yes | Yes | Yes | 0.97 | 0.97 | 0.98 | 0.98 | 0.98 | [15 empty] | 0 | 0 | 0 | 0 | 0 | NA | NA | NA | NA | NA | [5 empty] | NA | NA | NA | NA | NA | 0 | 0 | 0 | 0 | 0 | [10 empty] | NA | NA | NA | NA | NA
CBD East | F809 | Newstead |  | Victoria Park |  | NA | 704 | 704 | 704 | 704 | 704 | 88 | 91 | 97 | 105 | 106 | 0.97 | 0.97 | 0.98 | 0.98 | 0.98 | [10 empty] | CBD | CBD | CBD | CBD | CBD | Yes | Yes | Yes | Yes | Yes | 704 | 704 | 704 | 704 | 704 | [15 empty] | NA | NA | NA | NA | NA | NA | NA | NA | NA | NA | [5 empty] | NA | NA | NA | NA | NA | NA | NA | NA | NA | NA | [10 empty] | NA | NA | NA | NA | NA
0 | 0 | 0 |  | 0 |  | NA | 88 | 91 | 97 | 105 | 106 | 0.97 | 0.97 | 0.98 | 0.98 | 0.98 | 704 | 704 | 704 | 704 | 704 | [10 empty] | 0 | 0 | 0 | 0 | 0 | Yes | Yes | Yes | Yes | Yes | 176 | 184 | 200 | 218 | 218 | [15 empty] | 0 | 0 | 0 | 0 | 0 | NA | NA | NA | NA | NA | [5 empty] | NA | NA | NA | NA | NA | 0 | 0 | 0 | 0 | 0 | [10 empty] | NA | NA | NA | NA | NA
0 | 0 | 0 |  | 0 |  | NA | 0.97 | 0.97 | 0.98 | 0.98 | 0.98 | 704 | 704 | 704 | 704 | 704 | 176 | 184 | 200 | 218 | 218 | [10 empty] | 0 | 0 | 0 | 0 | 0 | Yes | Yes | Yes | Yes | Yes | 704 | 704 | 704 | 704 | 704 | [15 empty] | 0 | 0 | 0 | 0 | 0 | NA | NA | NA | NA | NA | [5 empty] | NA | NA | NA | NA | NA | 0 | 0 | 0 | 0 | 0 | [10 empty] | NA | NA | NA | NA | NA
0 | 0 | 0 |  | 0 |  | NA | 704 | 704 | 704 | 704 | 704 | 176 | 184 | 200 | 218 | 218 | 704 | 704 | 704 | 704 | 704 | [10 empty] | 0 | 0 | 0 | 0 | 0 | Yes | Yes | Yes | Yes | Yes | 88 | 91 | 97 | 105 | 106 | [15 empty] | 0 | 0 | 0 | 0 | 0 | NA | NA | NA | NA | NA | [5 empty] | NA | NA | NA | NA | NA | 0 | 0 | 0 | 0 | 0 | [10 empty] | NA | NA | NA | NA | NA
0 | 0 | 0 |  | 0 |  | NA | 176 | 184 | 200 | 218 | 218 | 704 | 704 | 704 | 704 | 704 | 88 | 91 | 97 | 105 | 106 | [10 empty] | 0 | 0 | 0 | 0 | 0 | Yes | Yes | Yes | Yes | Yes | 0.97 | 0.97 | 0.98 | 0.98 | 0.98 | [15 empty] | 0 | 0 | 0 | 0 | 0 | NA | NA | NA | NA | NA | [5 empty] | NA | NA | NA | NA | NA | 0 | 0 | 0 | 0 | 0 | [10 empty] | NA | NA | NA | NA | NA
CBD East | F810 | Newstead |  | Victoria Park |  | NA | 704 | 704 | 704 | 704 | 704 | 88 | 91 | 97 | 105 | 106 | 0.97 | 0.97 | 0.98 | 0.98 | 0.98 | [10 empty] | CBD | CBD | CBD | CBD | CBD | Yes | Yes | Yes | Yes | Yes | 704 | 704 | 704 | 704 | 704 | [15 empty] | NA | NA | NA | NA | NA | NA | NA | NA | NA | NA | [5 empty] | NA | NA | NA | NA | NA | NA | NA | NA | NA | NA | [10 empty] | NA | NA | NA | NA | NA
0 | 0 | 0 |  | 0 |  | NA | 88 | 91 | 97 | 105 | 106 | 0.97 | 0.97 | 0.98 | 0.98 | 0.98 | 704 | 704 | 704 | 704 | 704 | [10 empty] | 0 | 0 | 0 | 0 | 0 | Yes | Yes | Yes | Yes | Yes | 176 | 184 | 200 | 218 | 218 | [15 empty] | 0 | 0 | 0 | 0 | 0 | NA | NA | NA | NA | NA | [5 empty] | NA | NA | NA | NA | NA | 0 | 0 | 0 | 0 | 0 | [10 empty] | NA | NA | NA | NA | NA
0 | 0 | 0 |  | 0 |  | NA | 0.97 | 0.97 | 0.98 | 0.98 | 0.98 | 704 | 704 | 704 | 704 | 704 | 176 | 184 | 200 | 218 | 218 | [10 empty] | 0 | 0 | 0 | 0 | 0 | Yes | Yes | Yes | Yes | Yes | 963 | 963 | 963 | 963 | 963 | [15 empty] | 0 | 0 | 0 | 0 | 0 | NA | NA | NA | NA | NA | [5 empty] | NA | NA | NA | NA | NA | 0 | 0 | 0 | 0 | 0 | [10 empty] | NA | NA | NA | NA | NA
0 | 0 | 0 |  | 0 |  | NA | 704 | 704 | 704 | 704 | 704 | 176 | 184 | 200 | 218 | 218 | 963 | 963 | 963 | 963 | 963 | [10 empty] | 0 | 0 | 0 | 0 | 0 | Yes | Yes | Yes | Yes | Yes | 148 | 152 | 160 | 174 | 184 | [15 empty] | 0 | 0 | 0 | 0 | 0 | NA | NA | NA | NA | NA | [5 empty] | NA | NA | NA | NA | NA | 0 | 0 | 0 | 0 | 0 | [10 empty] | NA | NA | NA | NA | NA
0 | 0 | 0 |  | 0 |  | NA | 176 | 184 | 200 | 218 | 218 | 963 | 963 | 963 | 963 | 963 | 148 | 152 | 160 | 174 | 184 | [10 empty] | 0 | 0 | 0 | 0 | 0 | Yes | Yes | Yes | Yes | Yes | 1 | 1 | 1 | 1 | 1 | [15 empty] | 0 | 0 | 0 | 0 | 0 | NA | NA | NA | NA | NA | [5 empty] | NA | NA | NA | NA | NA | 0 | 0 | 0 | 0 | 0 | [10 empty] | NA | NA | NA | NA | NA
CBD East | F829 | Charlotte St |  | Ann St |  | NA | 963 | 963 | 963 | 963 | 963 | 148 | 152 | 160 | 174 | 184 | 1 | 1 | 1 | 1 | 1 | [10 empty] | CBD | CBD | CBD | CBD | CBD | Yes | Yes | Yes | Yes | Yes | 963 | 963 | 963 | 963 | 963 | [15 empty] | NA | NA | NA | NA | NA | NA | NA | NA | NA | NA | [5 empty] | NA | NA | NA | NA | NA | NA | NA | NA | NA | NA | [10 empty] | NA | NA | NA | NA | NA
0 | 0 | 0 |  | 0 |  | NA | 148 | 152 | 160 | 174 | 184 | 1 | 1 | 1 | 1 | 1 | 963 | 963 | 963 | 963 | 963 | [10 empty] | 0 | 0 | 0 | 0 | 0 | Yes | Yes | Yes | Yes | Yes | 287 | 296 | 310 | 337 | 359 | [15 empty] | 0 | 0 | 0 | 0 | 0 | NA | NA | NA | NA | NA | [5 empty] | NA | NA | NA | NA | NA | 0 | 0 | 0 | 0 | 0 | [10 empty] | NA | NA | NA | NA | NA
0 | 0 | 0 |  | 0 |  | NA | 1 | 1 | 1 | 1 | 1 | 963 | 963 | 963 | 963 | 963 | 287 | 296 | 310 | 337 | 359 | [10 empty] | 0 | 0 | 0 | 0 | 0 | Yes | Yes | Yes | Yes | Yes | 963 | 963 | 963 | 963 | 963 | [15 empty] | 0 | 0 | 0 | 0 | 0 | NA | NA | NA | NA | NA | [5 empty] | NA | NA | NA | NA | NA | 0 | 0 | 0 | 0 | 0 | [10 empty] | NA | NA | NA | NA | NA
0 | 0 | 0 |  | 0 |  | NA | 963 | 963 | 963 | 963 | 963 | 287 | 296 | 310 | 337 | 359 | 963 | 963 | 963 | 963 | 963 | [10 empty] | 0 | 0 | 0 | 0 | 0 | Yes | Yes | Yes | Yes | Yes | 148 | 152 | 160 | 174 | 184 | [15 empty] | 0 | 0 | 0 | 0 | 0 | NA | NA | NA | NA | NA | [5 empty] | NA | NA | NA | NA | NA | 0 | 0 | 0 | 0 | 0 | [10 empty] | NA | NA | NA | NA | NA
0 | 0 | 0 |  | 0 |  | NA | 287 | 296 | 310 | 337 | 359 | 963 | 963 | 963 | 963 | 963 | 148 | 152 | 160 | 174 | 184 | [10 empty] | 0 | 0 | 0 | 0 | 0 | Yes | Yes | Yes | Yes | Yes | 1 | 1 | 1 | 1 | 1 | [15 empty] | 0 | 0 | 0 | 0 | 0 | NA | NA | NA | NA | NA | [5 empty] | NA | NA | NA | NA | NA | 0 | 0 | 0 | 0 | 0 | [10 empty] | NA | NA | NA | NA | NA
CBD East | F833 | Charlotte St |  | Ann St |  | NA | 963 | 963 | 963 | 963 | 963 | 148 | 152 | 160 | 174 | 184 | 1 | 1 | 1 | 1 | 1 | [10 empty] | CBD | CBD | CBD | CBD | CBD | Yes | Yes | Yes | Yes | Yes | 963 | 963 | 963 | 963 | 963 | [15 empty] | NA | NA | NA | NA | NA | NA | NA | NA | NA | NA | [5 empty] | NA | NA | NA | NA | NA | NA | NA | NA | NA | NA | [10 empty] | NA | NA | NA | NA | NA
0 | 0 | 0 |  | 0 |  | NA | 148 | 152 | 160 | 174 | 184 | 1 | 1 | 1 | 1 | 1 | 963 | 963 | 963 | 963 | 963 | [10 empty] | 0 | 0 | 0 | 0 | 0 | Yes | Yes | Yes | Yes | Yes | 287 | 296 | 310 | 337 | 359 | [15 empty] | 0 | 0 | 0 | 0 | 0 | NA | NA | NA | NA | NA | [5 empty] | NA | NA | NA | NA | NA | 0 | 0 | 0 | 0 | 0 | [10 empty] | NA | NA | NA | NA | NA
0 | 0 | 0 |  | 0 |  | NA | 1 | 1 | 1 | 1 | 1 | 963 | 963 | 963 | 963 | 963 | 287 | 296 | 310 | 337 | 359 | [10 empty] | 0 | 0 | 0 | 0 | 0 | Yes | Yes | Yes | Yes | Yes | 967 | 967 | 967 | 967 | 967 | [15 empty] | 0 | 0 | 0 | 0 | 0 | NA | NA | NA | NA | NA | [5 empty] | NA | NA | NA | NA | NA | 0 | 0 | 0 | 0 | 0 | [10 empty] | NA | NA | NA | NA | NA
0 | 0 | 0 |  | 0 |  | NA | 963 | 963 | 963 | 963 | 963 | 287 | 296 | 310 | 337 | 359 | 967 | 967 | 967 | 967 | 967 | [10 empty] | 0 | 0 | 0 | 0 | 0 | Yes | Yes | Yes | Yes | Yes | 183 | 189 | 207 | 218 | 209 | [15 empty] | 0 | 0 | 0 | 0 | 0 | NA | NA | NA | NA | NA | [5 empty] | NA | NA | NA | NA | NA | 0 | 0 | 0 | 0 | 0 | [10 empty] | NA | NA | NA | NA | NA
0 | 0 | 0 |  | 0 |  | NA | 287 | 296 | 310 | 337 | 359 | 967 | 967 | 967 | 967 | 967 | 183 | 189 | 207 | 218 | 209 | [10 empty] | 0 | 0 | 0 | 0 | 0 | Yes | Yes | Yes | Yes | Yes | 0.98 | 0.99 | 0.99 | 0.99 | 1 | [15 empty] | 0 | 0 | 0 | 0 | 0 | NA | NA | NA | NA | NA | [5 empty] | NA | NA | NA | NA | NA | 0 | 0 | 0 | 0 | 0 | [10 empty] | NA | NA | NA | NA | NA
CBD East | F834 | McLachlan St |  | Ann St |  | NA | 967 | 967 | 967 | 967 | 967 | 183 | 189 | 207 | 218 | 209 | 0.98 | 0.99 | 0.99 | 0.99 | 1 | [10 empty] | CBD | CBD | CBD | CBD | CBD | Yes | Yes | Yes | Yes | Yes | 967 | 967 | 967 | 967 | 967 | [15 empty] | NA | NA | NA | NA | NA | NA | NA | NA | NA | NA | [5 empty] | NA | NA | NA | NA | NA | NA | NA | NA | NA | NA | [10 empty] | NA | NA | NA | NA | NA
0 | 0 | 0 |  | 0 |  | NA | 183 | 189 | 207 | 218 | 209 | 0.98 | 0.99 | 0.99 | 0.99 | 1 | 967 | 967 | 967 | 967 | 967 | [10 empty] | 0 | 0 | 0 | 0 | 0 | Yes | Yes | Yes | Yes | Yes | 353 | 367 | 390 | 411 | 407 | [15 empty] | 0 | 0 | 0 | 0 | 0 | NA | NA | NA | NA | NA | [5 empty] | NA | NA | NA | NA | NA | 0 | 0 | 0 | 0 | 0 | [10 empty] | NA | NA | NA | NA | NA
0 | 0 | 0 |  | 0 |  | NA | 0.98 | 0.99 | 0.99 | 0.99 | 1 | 967 | 967 | 967 | 967 | 967 | 353 | 367 | 390 | 411 | 407 | [10 empty] | 0 | 0 | 0 | 0 | 0 | Yes | Yes | Yes | Yes | Yes | 967 | 967 | 967 | 967 | 967 | [15 empty] | 0 | 0 | 0 | 0 | 0 | NA | NA | NA | NA | NA | [5 empty] | NA | NA | NA | NA | NA | 0 | 0 | 0 | 0 | 0 | [10 empty] | NA | NA | NA | NA | NA
0 | 0 | 0 |  | 0 |  | NA | 967 | 967 | 967 | 967 | 967 | 353 | 367 | 390 | 411 | 407 | 967 | 967 | 967 | 967 | 967 | [10 empty] | 0 | 0 | 0 | 0 | 0 | Yes | Yes | Yes | Yes | Yes | 191 | 201 | 221 | 243 | 240 | [15 empty] | 0 | 0 | 0 | 0 | 0 | NA | NA | NA | NA | NA | [5 empty] | NA | NA | NA | NA | NA | 0 | 0 | 0 | 0 | 0 | [10 empty] | NA | NA | NA | NA | NA
0 | 0 | 0 |  | 0 |  | NA | 353 | 367 | 390 | 411 | 407 | 967 | 967 | 967 | 967 | 967 | 191 | 201 | 221 | 243 | 240 | [10 empty] | 0 | 0 | 0 | 0 | 0 | Yes | Yes | Yes | Yes | Yes | 1 | 1 | 1 | 1 | 1 | [15 empty] | 0 | 0 | 0 | 0 | 0 | NA | NA | NA | NA | NA | [5 empty] | NA | NA | NA | NA | NA | 0 | 0 | 0 | 0 | 0 | [10 empty] | NA | NA | NA | NA | NA
CBD East | F835 | McLachlan St |  | Victoria Park |  | NA | 967 | 967 | 967 | 967 | 967 | 191 | 201 | 221 | 243 | 240 | 1 | 1 | 1 | 1 | 1 | [10 empty] | CBD | CBD | CBD | CBD | CBD | Yes | Yes | Yes | Yes | Yes | 967 | 967 | 967 | 967 | 967 | [15 empty] | NA | NA | NA | NA | NA | NA | NA | NA | NA | NA | [5 empty] | NA | NA | NA | NA | NA | NA | NA | NA | NA | NA | [10 empty] | NA | NA | NA | NA | NA
0 | 0 | 0 |  | 0 |  | NA | 191 | 201 | 221 | 243 | 240 | 1 | 1 | 1 | 1 | 1 | 967 | 967 | 967 | 967 | 967 | [10 empty] | 0 | 0 | 0 | 0 | 0 | Yes | Yes | Yes | Yes | Yes | 242 | 253 | 277 | 303 | 302 | [15 empty] | 0 | 0 | 0 | 0 | 0 | NA | NA | NA | NA | NA | [5 empty] | NA | NA | NA | NA | NA | 0 | 0 | 0 | 0 | 0 | [10 empty] | NA | NA | NA | NA | NA
0 | 0 | 0 |  | 0 |  | NA | 1 | 1 | 1 | 1 | 1 | 967 | 967 | 967 | 967 | 967 | 242 | 253 | 277 | 303 | 302 | [10 empty] | 0 | 0 | 0 | 0 | 0 | Yes | Yes | Yes | Yes | Yes | 1305 | 1305 | 1305 | 1305 | 1305 | [15 empty] | 0 | 0 | 0 | 0 | 0 | NA | NA | NA | NA | NA | [5 empty] | NA | NA | NA | NA | NA | 0 | 0 | 0 | 0 | 0 | [10 empty] | NA | NA | NA | NA | NA
0 | 0 | 0 |  | 0 |  | NA | 967 | 967 | 967 | 967 | 967 | 242 | 253 | 277 | 303 | 302 | 1305 | 1305 | 1305 | 1305 | 1305 | [10 empty] | 0 | 0 | 0 | 0 | 0 | Yes | Yes | Yes | Yes | Yes | 84 | 83 | 86 | 93 | 95 | [15 empty] | 0 | 0 | 0 | 0 | 0 | NA | NA | NA | NA | NA | [5 empty] | NA | NA | NA | NA | NA | 0 | 0 | 0 | 0 | 0 | [10 empty] | NA | NA | NA | NA | NA
0 | 0 | 0 |  | 0 |  | NA | 242 | 253 | 277 | 303 | 302 | 1305 | 1305 | 1305 | 1305 | 1305 | 84 | 83 | 86 | 93 | 95 | [10 empty] | 0 | 0 | 0 | 0 | 0 | Yes | Yes | Yes | Yes | Yes | 0.98 | 0.99 | 0.98 | 0.98 | 0.99 | [15 empty] | 0 | 0 | 0 | 0 | 0 | NA | NA | NA | NA | NA | [5 empty] | NA | NA | NA | NA | NA | 0 | 0 | 0 | 0 | 0 | [10 empty] | NA | NA | NA | NA | NA
CBD East | F914 | Newstead |  | McLachlan St |  | NA | 1305 | 1305 | 1305 | 1305 | 1305 | 84 | 83 | 86 | 93 | 95 | 0.98 | 0.99 | 0.98 | 0.98 | 0.99 | [10 empty] | CBD | CBD | CBD | CBD | CBD | Yes | Yes | Yes | Yes | Yes | 1305 | 1305 | 1305 | 1305 | 1305 | [15 empty] | NA | NA | NA | NA | NA | NA | NA | NA | NA | NA | [5 empty] | NA | NA | NA | NA | NA | NA | NA | NA | NA | NA | [10 empty] | NA | NA | NA | NA | NA
0 | 0 | 0 |  | 0 |  | NA | 84 | 83 | 86 | 93 | 95 | 0.98 | 0.99 | 0.98 | 0.98 | 0.99 | 1305 | 1305 | 1305 | 1305 | 1305 | [10 empty] | 0 | 0 | 0 | 0 | 0 | Yes | Yes | Yes | Yes | Yes | 148 | 153 | 158 | 168 | 172 | [15 empty] | 0 | 0 | 0 | 0 | 0 | NA | NA | NA | NA | NA | [5 empty] | NA | NA | NA | NA | NA | 0 | 0 | 0 | 0 | 0 | [10 empty] | NA | NA | NA | NA | NA
0 | 0 | 0 |  | 0 |  | NA | 0.98 | 0.99 | 0.98 | 0.98 | 0.99 | 1305 | 1305 | 1305 | 1305 | 1305 | 148 | 153 | 158 | 168 | 172 | [10 empty] | 0 | 0 | 0 | 0 | 0 | Yes | Yes | Yes | Yes | Yes | 1305 | 1305 | 1305 | 1305 | 1305 | [15 empty] | 0 | 0 | 0 | 0 | 0 | NA | NA | NA | NA | NA | [5 empty] | NA | NA | NA | NA | NA | 0 | 0 | 0 | 0 | 0 | [10 empty] | NA | NA | NA | NA | NA
0 | 0 | 0 |  | 0 |  | NA | 1305 | 1305 | 1305 | 1305 | 1305 | 148 | 153 | 158 | 168 | 172 | 1305 | 1305 | 1305 | 1305 | 1305 | [10 empty] | 0 | 0 | 0 | 0 | 0 | Yes | Yes | Yes | Yes | Yes | 84 | 83 | 86 | 93 | 95 | [15 empty] | 0 | 0 | 0 | 0 | 0 | NA | NA | NA | NA | NA | [5 empty] | NA | NA | NA | NA | NA | 0 | 0 | 0 | 0 | 0 | [10 empty] | NA | NA | NA | NA | NA
0 | 0 | 0 |  | 0 |  | NA | 148 | 153 | 158 | 168 | 172 | 1305 | 1305 | 1305 | 1305 | 1305 | 84 | 83 | 86 | 93 | 95 | [10 empty] | 0 | 0 | 0 | 0 | 0 | Yes | Yes | Yes | Yes | Yes | 0.98 | 0.99 | 0.98 | 0.98 | 0.99 | [15 empty] | 0 | 0 | 0 | 0 | 0 | NA | NA | NA | NA | NA | [5 empty] | NA | NA | NA | NA | NA | 0 | 0 | 0 | 0 | 0 | [10 empty] | NA | NA | NA | NA | NA
CBD East | F915 | Newstead |  | McLachlan St |  | NA | 1305 | 1305 | 1305 | 1305 | 1305 | 84 | 83 | 86 | 93 | 95 | 0.98 | 0.99 | 0.98 | 0.98 | 0.99 | [10 empty] | CBD | CBD | CBD | CBD | CBD | Yes | Yes | Yes | Yes | Yes | 1305 | 1305 | 1305 | 1305 | 1305 | [15 empty] | NA | NA | NA | NA | NA | NA | NA | NA | NA | NA | [5 empty] | NA | NA | NA | NA | NA | NA | NA | NA | NA | NA | [10 empty] | NA | NA | NA | NA | NA
0 | 0 | 0 |  | 0 |  | NA | 84 | 83 | 86 | 93 | 95 | 0.98 | 0.99 | 0.98 | 0.98 | 0.99 | 1305 | 1305 | 1305 | 1305 | 1305 | [10 empty] | 0 | 0 | 0 | 0 | 0 | Yes | Yes | Yes | Yes | Yes | 148 | 153 | 158 | 168 | 172 | [15 empty] | 0 | 0 | 0 | 0 | 0 | NA | NA | NA | NA | NA | [5 empty] | NA | NA | NA | NA | NA | 0 | 0 | 0 | 0 | 0 | [10 empty] | NA | NA | NA | NA | NA
0 | 0 | 0 |  | 0 |  | NA | 0.98 | 0.99 | 0.98 | 0.98 | 0.99 | 1305 | 1305 | 1305 | 1305 | 1305 | 148 | 153 | 158 | 168 | 172 | [10 empty] | 0 | 0 | 0 | 0 | 0 | Yes | Yes | Yes | Yes | Yes | 690 | 690 | 690 | 690 | 690 | [15 empty] | 0 | 0 | 0 | 0 | 0 | NA | NA | NA | NA | NA | [5 empty] | NA | NA | NA | NA | NA | 0 | 0 | 0 | 0 | 0 | [10 empty] | NA | NA | NA | NA | NA
0 | 0 | 0 |  | 0 |  | NA | 1305 | 1305 | 1305 | 1305 | 1305 | 148 | 153 | 158 | 168 | 172 | 690 | 690 | 690 | 690 | 690 | [10 empty] | 0 | 0 | 0 | 0 | 0 | Yes | Yes | Yes | Yes | Yes | 178 | 175 | 174 | 174 | 175 | [15 empty] | 0 | 0 | 0 | 0 | 0 | NA | NA | NA | NA | NA | [5 empty] | NA | NA | NA | NA | NA | 0 | 0 | 0 | 0 | 0 | [10 empty] | NA | NA | NA | NA | NA
0 | 0 | 0 |  | 0 |  | NA | 148 | 153 | 158 | 168 | 172 | 690 | 690 | 690 | 690 | 690 | 178 | 175 | 174 | 174 | 175 | [10 empty] | 0 | 0 | 0 | 0 | 0 | Yes | Yes | Yes | Yes | Yes | 0.39 | 0.46 | 0.43 | 0.42 | 0.46 | [15 empty] | 0 | 0 | 0 | 0 | 0 | NA | NA | NA | NA | NA | [5 empty] | NA | NA | NA | NA | NA | 0 | 0 | 0 | 0 | 0 | [10 empty] | NA | NA | NA | NA | NA
CBD South | F830 | West End |  | Charlotte St |  | NA | 690 | 690 | 690 | 690 | 690 | 178 | 175 | 174 | 174 | 175 | 0.39 | 0.46 | 0.43 | 0.42 | 0.46 | [10 empty] | CBD | CBD | CBD | CBD | CBD | Yes | Yes | Yes | Yes | Yes | 690 | 690 | 690 | 690 | 690 | [15 empty] | NA | NA | NA | NA | NA | NA | NA | NA | NA | NA | [5 empty] | NA | NA | NA | NA | NA | NA | NA | NA | NA | NA | [10 empty] | NA | NA | NA | NA | NA
0 | 0 | 0 |  | 0 |  | NA | 178 | 175 | 174 | 174 | 175 | 0.39 | 0.46 | 0.43 | 0.42 | 0.46 | 690 | 690 | 690 | 690 | 690 | [10 empty] | 0 | 0 | 0 | 0 | 0 | Yes | Yes | Yes | Yes | Yes | 318 | 331 | 330 | 329 | 333 | [15 empty] | 0 | 0 | 0 | 0 | 0 | NA | NA | NA | NA | NA | [5 empty] | NA | NA | NA | NA | NA | 0 | 0 | 0 | 0 | 0 | [10 empty] | NA | NA | NA | NA | NA
0 | 0 | 0 |  | 0 |  | NA | 0.39 | 0.46 | 0.43 | 0.42 | 0.46 | 690 | 690 | 690 | 690 | 690 | 318 | 331 | 330 | 329 | 333 | [10 empty] | 0 | 0 | 0 | 0 | 0 | Yes | Yes | Yes | Yes | Yes | 693 | 693 | 693 | 693 | 693 | [15 empty] | 0 | 0 | 0 | 0 | 0 | NA | NA | NA | NA | NA | [5 empty] | NA | NA | NA | NA | NA | 0 | 0 | 0 | 0 | 0 | [10 empty] | NA | NA | NA | NA | NA
0 | 0 | 0 |  | 0 |  | NA | 690 | 690 | 690 | 690 | 690 | 318 | 331 | 330 | 329 | 333 | 693 | 693 | 693 | 693 | 693 | [10 empty] | 0 | 0 | 0 | 0 | 0 | Yes | Yes | Yes | Yes | Yes | 321 | 330 | 325 | 326 | 334 | [15 empty] | 0 | 0 | 0 | 0 | 0 | NA | NA | NA | NA | NA | [5 empty] | NA | NA | NA | NA | NA | 0 | 0 | 0 | 0 | 0 | [10 empty] | NA | NA | NA | NA | NA
0 | 0 | 0 |  | 0 |  | NA | 318 | 331 | 330 | 329 | 333 | 693 | 693 | 693 | 693 | 693 | 321 | 330 | 325 | 326 | 334 | [10 empty] | 0 | 0 | 0 | 0 | 0 | Yes | Yes | Yes | Yes | Yes | 0.91 | 0.93 | 0.92 | 0.92 | 0.93 | [15 empty] | 0 | 0 | 0 | 0 | 0 | NA | NA | NA | NA | NA | [5 empty] | NA | NA | NA | NA | NA | 0 | 0 | 0 | 0 | 0 | [10 empty] | NA | NA | NA | NA | NA
CBD South | F905 | Rocklea |  | West End |  | NA | 693 | 693 | 693 | 693 | 693 | 321 | 330 | 325 | 326 | 334 | 0.91 | 0.93 | 0.92 | 0.92 | 0.93 | [10 empty] | CBD | CBD | CBD | CBD | CBD | Yes | Yes | Yes | Yes | Yes | 693 | 693 | 693 | 693 | 693 | [15 empty] | NA | NA | NA | NA | NA | NA | NA | NA | NA | NA | [5 empty] | NA | NA | NA | NA | NA | NA | NA | NA | NA | NA | [10 empty] | NA | NA | NA | NA | NA
0 | 0 | 0 |  | 0 |  | NA | 321 | 330 | 325 | 326 | 334 | 0.91 | 0.93 | 0.92 | 0.92 | 0.93 | 693 | 693 | 693 | 693 | 693 | [10 empty] | 0 | 0 | 0 | 0 | 0 | Yes | Yes | Yes | Yes | Yes | 493 | 509 | 507 | 508 | 515 | [15 empty] | 0 | 0 | 0 | 0 | 0 | NA | NA | NA | NA | NA | [5 empty] | NA | NA | NA | NA | NA | 0 | 0 | 0 | 0 | 0 | [10 empty] | NA | NA | NA | NA | NA
0 | 0 | 0 |  | 0 |  | NA | 0.91 | 0.93 | 0.92 | 0.92 | 0.93 | 693 | 693 | 693 | 693 | 693 | 493 | 509 | 507 | 508 | 515 | [10 empty] | 0 | 0 | 0 | 0 | 0 | Yes | Yes | Yes | Yes | Yes | 966 | 966 | 966 | 966 | 966 | [15 empty] | 0 | 0 | 0 | 0 | 0 | NA | NA | NA | NA | NA | [5 empty] | NA | NA | NA | NA | NA | 0 | 0 | 0 | 0 | 0 | [10 empty] | NA | NA | NA | NA | NA
0 | 0 | 0 |  | 0 |  | NA | 693 | 693 | 693 | 693 | 693 | 493 | 509 | 507 | 508 | 515 | 966 | 966 | 966 | 966 | 966 | [10 empty] | 0 | 0 | 0 | 0 | 0 | Yes | Yes | Yes | Yes | Yes | 128 | 131 | 133 | 133 | 133 | [15 empty] | 0 | 0 | 0 | 0 | 0 | NA | NA | NA | NA | NA | [5 empty] | NA | NA | NA | NA | NA | 0 | 0 | 0 | 0 | 0 | [10 empty] | NA | NA | NA | NA | NA
0 | 0 | 0 |  | 0 |  | NA | 493 | 509 | 507 | 508 | 515 | 966 | 966 | 966 | 966 | 966 | 128 | 131 | 133 | 133 | 133 | [10 empty] | 0 | 0 | 0 | 0 | 0 | Yes | Yes | Yes | Yes | Yes | 0.74 | 0.76 | 0.76 | 0.76 | 0.77 | [15 empty] | 0 | 0 | 0 | 0 | 0 | NA | NA | NA | NA | NA | [5 empty] | NA | NA | NA | NA | NA | 0 | 0 | 0 | 0 | 0 | [10 empty] | NA | NA | NA | NA | NA
CBD West | F7266 | Milton |  | Customer |  | NA | 966 | 966 | 966 | 966 | 966 | 128 | 131 | 133 | 133 | 133 | 0.74 | 0.76 | 0.76 | 0.76 | 0.77 | [10 empty] | CBD | CBD | CBD | CBD | CBD | Yes | Yes | Yes | Yes | Yes | 966 | 966 | 966 | 966 | 966 | [15 empty] | NA | NA | NA | NA | NA | NA | NA | NA | NA | NA | [5 empty] | NA | NA | NA | NA | NA | NA | NA | NA | NA | NA | [10 empty] | NA | NA | NA | NA | NA
0 | 0 | 0 |  | 0 |  | NA | 128 | 131 | 133 | 133 | 133 | 0.74 | 0.76 | 0.76 | 0.76 | 0.77 | 966 | 966 | 966 | 966 | 966 | [10 empty] | 0 | 0 | 0 | 0 | 0 | Yes | Yes | Yes | Yes | Yes | 264 | 270 | 275 | 278 | 284 | [15 empty] | 0 | 0 | 0 | 0 | 0 | NA | NA | NA | NA | NA | [5 empty] | NA | NA | NA | NA | NA | 0 | 0 | 0 | 0 | 0 | [10 empty] | NA | NA | NA | NA | NA
0 | 0 | 0 |  | 0 |  | NA | 0.74 | 0.76 | 0.76 | 0.76 | 0.77 | 966 | 966 | 966 | 966 | 966 | 264 | 270 | 275 | 278 | 284 | [10 empty] | 0 | 0 | 0 | 0 | 0 | Yes | Yes | Yes | Yes | Yes | 966 | 966 | 966 | 966 | 966 | [15 empty] | 0 | 0 | 0 | 0 | 0 | NA | NA | NA | NA | NA | [5 empty] | NA | NA | NA | NA | NA | 0 | 0 | 0 | 0 | 0 | [10 empty] | NA | NA | NA | NA | NA
0 | 0 | 0 |  | 0 |  | NA | 966 | 966 | 966 | 966 | 966 | 264 | 270 | 275 | 278 | 284 | 966 | 966 | 966 | 966 | 966 | [10 empty] | 0 | 0 | 0 | 0 | 0 | Yes | Yes | Yes | Yes | Yes | 146 | 154 | 161 | 163 | 166 | [15 empty] | 0 | 0 | 0 | 0 | 0 | NA | NA | NA | NA | NA | [5 empty] | NA | NA | NA | NA | NA | 0 | 0 | 0 | 0 | 0 | [10 empty] | NA | NA | NA | NA | NA
0 | 0 | 0 |  | 0 |  | NA | 264 | 270 | 275 | 278 | 284 | 966 | 966 | 966 | 966 | 966 | 146 | 154 | 161 | 163 | 166 | [10 empty] | 0 | 0 | 0 | 0 | 0 | Yes | Yes | Yes | Yes | Yes | 0.79 | 0.8 | 0.81 | 0.81 | 0.81 | [15 empty] | 0 | 0 | 0 | 0 | 0 | NA | NA | NA | NA | NA | [5 empty] | NA | NA | NA | NA | NA | 0 | 0 | 0 | 0 | 0 | [10 empty] | NA | NA | NA | NA | NA
CBD West | F7267 | Milton |  | Makerston St |  | NA | 966 | 966 | 966 | 966 | 966 | 146 | 154 | 161 | 163 | 166 | 0.79 | 0.8 | 0.81 | 0.81 | 0.81 | [10 empty] | CBD | CBD | CBD | CBD | CBD | Yes | Yes | Yes | Yes | Yes | 966 | 966 | 966 | 966 | 966 | [15 empty] | NA | NA | NA | NA | NA | NA | NA | NA | NA | NA | [5 empty] | NA | NA | NA | NA | NA | NA | NA | NA | NA | NA | [10 empty] | NA | NA | NA | NA | NA
0 | 0 | 0 |  | 0 |  | NA | 146 | 154 | 161 | 163 | 166 | 0.79 | 0.8 | 0.81 | 0.81 | 0.81 | 966 | 966 | 966 | 966 | 966 | [10 empty] | 0 | 0 | 0 | 0 | 0 | Yes | Yes | Yes | Yes | Yes | 269 | 276 | 280 | 283 | 291 | [15 empty] | 0 | 0 | 0 | 0 | 0 | NA | NA | NA | NA | NA | [5 empty] | NA | NA | NA | NA | NA | 0 | 0 | 0 | 0 | 0 | [10 empty] | NA | NA | NA | NA | NA
0 | 0 | 0 |  | 0 |  | NA | 0.79 | 0.8 | 0.81 | 0.81 | 0.81 | 966 | 966 | 966 | 966 | 966 | 269 | 276 | 280 | 283 | 291 | [10 empty] | 0 | 0 | 0 | 0 | 0 | Yes | Yes | Yes | Yes | Yes | 966 | 966 | 966 | 966 | 966 | [15 empty] | 0 | 0 | 0 | 0 | 0 | NA | NA | NA | NA | NA | [5 empty] | NA | NA | NA | NA | NA | 0 | 0 | 0 | 0 | 0 | [10 empty] | NA | NA | NA | NA | NA
0 | 0 | 0 |  | 0 |  | NA | 966 | 966 | 966 | 966 | 966 | 269 | 276 | 280 | 283 | 291 | 966 | 966 | 966 | 966 | 966 | [10 empty] | 0 | 0 | 0 | 0 | 0 | Yes | Yes | Yes | Yes | Yes | 78 | 80 | 86 | 89 | 90 | [15 empty] | 0 | 0 | 0 | 0 | 0 | NA | NA | NA | NA | NA | [5 empty] | NA | NA | NA | NA | NA | 0 | 0 | 0 | 0 | 0 | [10 empty] | NA | NA | NA | NA | NA
0 | 0 | 0 |  | 0 |  | NA | 269 | 276 | 280 | 283 | 291 | 966 | 966 | 966 | 966 | 966 | 78 | 80 | 86 | 89 | 90 | [10 empty] | 0 | 0 | 0 | 0 | 0 | Yes | Yes | Yes | Yes | Yes | 0.52 | 0.56 | 0.6 | 0.62 | 0.63 | [15 empty] | 0 | 0 | 0 | 0 | 0 | NA | NA | NA | NA | NA | [5 empty] | NA | NA | NA | NA | NA | 0 | 0 | 0 | 0 | 0 | [10 empty] | NA | NA | NA | NA | NA
CBD West | F7321 | Customer |  | Makerston St |  | NA | 966 | 966 | 966 | 966 | 966 | 78 | 80 | 86 | 89 | 90 | 0.52 | 0.56 | 0.6 | 0.62 | 0.63 | [10 empty] | CBD | CBD | CBD | CBD | CBD | Yes | Yes | Yes | Yes | Yes | 966 | 966 | 966 | 966 | 966 | [15 empty] | NA | NA | NA | NA | NA | NA | NA | NA | NA | NA | [5 empty] | NA | NA | NA | NA | NA | NA | NA | NA | NA | NA | [10 empty] | NA | NA | NA | NA | NA
0 | 0 | 0 |  | 0 |  | NA | 78 | 80 | 86 | 89 | 90 | 0.52 | 0.56 | 0.6 | 0.62 | 0.63 | 966 | 966 | 966 | 966 | 966 | [10 empty] | 0 | 0 | 0 | 0 | 0 | Yes | Yes | Yes | Yes | Yes | 213 | 218 | 227 | 234 | 241 | [15 empty] | 0 | 0 | 0 | 0 | 0 | NA | NA | NA | NA | NA | [5 empty] | NA | NA | NA | NA | NA | 0 | 0 | 0 | 0 | 0 | [10 empty] | NA | NA | NA | NA | NA
0 | 0 | 0 |  | 0 |  | NA | 0.52 | 0.56 | 0.6 | 0.62 | 0.63 | 966 | 966 | 966 | 966 | 966 | 213 | 218 | 227 | 234 | 241 | [10 empty] | 0 | 0 | 0 | 0 | 0 | Yes | Yes | Yes | Yes | Yes | 973 | 973 | 973 | 973 | 973 | [15 empty] | 0 | 0 | 0 | 0 | 0 | NA | NA | NA | NA | NA | [5 empty] | NA | NA | NA | NA | NA | 0 | 0 | 0 | 0 | 0 | [10 empty] | NA | NA | NA | NA | NA
0 | 0 | 0 |  | 0 |  | NA | 966 | 966 | 966 | 966 | 966 | 213 | 218 | 227 | 234 | 241 | 973 | 973 | 973 | 973 | 973 | [10 empty] | 0 | 0 | 0 | 0 | 0 | Yes | Yes | Yes | Yes | Yes | 149 | 157 | 161 | 161 | 163 | [15 empty] | 0 | 0 | 0 | 0 | 0 | NA | NA | NA | NA | NA | [5 empty] | NA | NA | NA | NA | NA | 0 | 0 | 0 | 0 | 0 | [10 empty] | NA | NA | NA | NA | NA
0 | 0 | 0 |  | 0 |  | NA | 213 | 218 | 227 | 234 | 241 | 973 | 973 | 973 | 973 | 973 | 149 | 157 | 161 | 161 | 163 | [10 empty] | 0 | 0 | 0 | 0 | 0 | Yes | Yes | Yes | Yes | Yes | 0.83 | 0.84 | 0.85 | 0.85 | 0.85 | [15 empty] | 0 | 0 | 0 | 0 | 0 | NA | NA | NA | NA | NA | [5 empty] | NA | NA | NA | NA | NA | 0 | 0 | 0 | 0 | 0 | [10 empty] | NA | NA | NA | NA | NA
CBD West | F7365 | Kelvin Grove |  | Milton |  | NA | 973 | 973 | 973 | 973 | 973 | 149 | 157 | 161 | 161 | 163 | 0.83 | 0.84 | 0.85 | 0.85 | 0.85 | [10 empty] | CBD | CBD | CBD | CBD | CBD | Yes | Yes | Yes | Yes | Yes | 973 | 973 | 973 | 973 | 973 | [15 empty] | NA | NA | NA | NA | NA | NA | NA | NA | NA | NA | [5 empty] | NA | NA | NA | NA | NA | NA | NA | NA | NA | NA | [10 empty] | NA | NA | NA | NA | NA
0 | 0 | 0 |  | 0 |  | NA | 149 | 157 | 161 | 161 | 163 | 0.83 | 0.84 | 0.85 | 0.85 | 0.85 | 973 | 973 | 973 | 973 | 973 | [10 empty] | 0 | 0 | 0 | 0 | 0 | Yes | Yes | Yes | Yes | Yes | 353 | 370 | 373 | 376 | 382 | [15 empty] | 0 | 0 | 0 | 0 | 0 | NA | NA | NA | NA | NA | [5 empty] | NA | NA | NA | NA | NA | 0 | 0 | 0 | 0 | 0 | [10 empty] | NA | NA | NA | NA | NA
0 | 0 | 0 |  | 0 |  | NA | 0.83 | 0.84 | 0.85 | 0.85 | 0.85 | 973 | 973 | 973 | 973 | 973 | 353 | 370 | 373 | 376 | 382 | [10 empty] | 0 | 0 | 0 | 0 | 0 | Yes | Yes | Yes | Yes | Yes | 913 | 913 | 913 | 913 | 913 | [15 empty] | 0 | 0 | 0 | 0 | 0 | NA | NA | NA | NA | NA | [5 empty] | NA | NA | NA | NA | NA | 0 | 0 | 0 | 0 | 0 | [10 empty] | NA | NA | NA | NA | NA
0 | 0 | 0 |  | 0 |  | NA | 973 | 973 | 973 | 973 | 973 | 353 | 370 | 373 | 376 | 382 | 913 | 913 | 913 | 913 | 913 | [10 empty] | 0 | 0 | 0 | 0 | 0 | Yes | Yes | Yes | Yes | Yes | 204 | 213 | 217 | 218 | 220 | [15 empty] | 0 | 0 | 0 | 0 | 0 | NA | NA | NA | NA | NA | [5 empty] | NA | NA | NA | NA | NA | 0 | 0 | 0 | 0 | 0 | [10 empty] | NA | NA | NA | NA | NA
0 | 0 | 0 |  | 0 |  | NA | 353 | 370 | 373 | 376 | 382 | 913 | 913 | 913 | 913 | 913 | 204 | 213 | 217 | 218 | 220 | [10 empty] | 0 | 0 | 0 | 0 | 0 | Yes | Yes | Yes | Yes | Yes | 0.94 | 0.95 | 0.95 | 0.95 | 0.95 | [15 empty] | 0 | 0 | 0 | 0 | 0 | NA | NA | NA | NA | NA | [5 empty] | NA | NA | NA | NA | NA | 0 | 0 | 0 | 0 | 0 | [10 empty] | NA | NA | NA | NA | NA
CBD West | F781 | Ashgrove West |  | Kelvin Grove |  | NA | 913 | 913 | 913 | 913 | 913 | 204 | 213 | 217 | 218 | 220 | 0.94 | 0.95 | 0.95 | 0.95 | 0.95 | [10 empty] | CBD | CBD | CBD | CBD | CBD | Yes | Yes | Yes | Yes | Yes | 913 | 913 | 913 | 913 | 913 | [15 empty] | NA | NA | NA | NA | NA | NA | NA | NA | NA | NA | [5 empty] | NA | NA | NA | NA | NA | NA | NA | NA | NA | NA | [10 empty] | NA | NA | NA | NA | NA
0 | 0 | 0 |  | 0 |  | NA | 204 | 213 | 217 | 218 | 220 | 0.94 | 0.95 | 0.95 | 0.95 | 0.95 | 913 | 913 | 913 | 913 | 913 | [10 empty] | 0 | 0 | 0 | 0 | 0 | Yes | Yes | Yes | Yes | Yes | 406 | 424 | 426 | 431 | 436 | [15 empty] | 0 | 0 | 0 | 0 | 0 | NA | NA | NA | NA | NA | [5 empty] | NA | NA | NA | NA | NA | 0 | 0 | 0 | 0 | 0 | [10 empty] | NA | NA | NA | NA | NA
0 | 0 | 0 |  | 0 |  | NA | 0.94 | 0.95 | 0.95 | 0.95 | 0.95 | 913 | 913 | 913 | 913 | 913 | 406 | 424 | 426 | 431 | 436 | [10 empty] | 0 | 0 | 0 | 0 | 0 | Yes | Yes | Yes | Yes | Yes | 913 | 913 | 913 | 913 | 913 | [15 empty] | 0 | 0 | 0 | 0 | 0 | NA | NA | NA | NA | NA | [5 empty] | NA | NA | NA | NA | NA | 0 | 0 | 0 | 0 | 0 | [10 empty] | NA | NA | NA | NA | NA
0 | 0 | 0 |  | 0 |  | NA | 913 | 913 | 913 | 913 | 913 | 406 | 424 | 426 | 431 | 436 | 913 | 913 | 913 | 913 | 913 | [10 empty] | 0 | 0 | 0 | 0 | 0 | Yes | Yes | Yes | Yes | Yes | 239 | 251 | 255 | 257 | 258 | [15 empty] | 0 | 0 | 0 | 0 | 0 | NA | NA | NA | NA | NA | [5 empty] | NA | NA | NA | NA | NA | 0 | 0 | 0 | 0 | 0 | [10 empty] | NA | NA | NA | NA | NA
0 | 0 | 0 |  | 0 |  | NA | 406 | 424 | 426 | 431 | 436 | 913 | 913 | 913 | 913 | 913 | 239 | 251 | 255 | 257 | 258 | [10 empty] | 0 | 0 | 0 | 0 | 0 | Yes | Yes | Yes | Yes | Yes | 0.92 | 0.93 | 0.93 | 0.93 | 0.93 | [15 empty] | 0 | 0 | 0 | 0 | 0 | NA | NA | NA | NA | NA | [5 empty] | NA | NA | NA | NA | NA | 0 | 0 | 0 | 0 | 0 | [10 empty] | NA | NA | NA | NA | NA
CBD West | F782 | Ashgrove West |  | Milton |  | NA | 913 | 913 | 913 | 913 | 913 | 239 | 251 | 255 | 257 | 258 | 0.92 | 0.93 | 0.93 | 0.93 | 0.93 | [10 empty] | CBD | CBD | CBD | CBD | CBD | Yes | Yes | Yes | Yes | Yes | 913 | 913 | 913 | 913 | 913 | [15 empty] | NA | NA | NA | NA | NA | NA | NA | NA | NA | NA | [5 empty] | NA | NA | NA | NA | NA | NA | NA | NA | NA | NA | [10 empty] | NA | NA | NA | NA | NA
0 | 0 | 0 |  | 0 |  | NA | 239 | 251 | 255 | 257 | 258 | 0.92 | 0.93 | 0.93 | 0.93 | 0.93 | 913 | 913 | 913 | 913 | 913 | [10 empty] | 0 | 0 | 0 | 0 | 0 | Yes | Yes | Yes | Yes | Yes | 414 | 432 | 435 | 439 | 445 | [15 empty] | 0 | 0 | 0 | 0 | 0 | NA | NA | NA | NA | NA | [5 empty] | NA | NA | NA | NA | NA | 0 | 0 | 0 | 0 | 0 | [10 empty] | NA | NA | NA | NA | NA
0 | 0 | 0 |  | 0 |  | NA | 0.92 | 0.93 | 0.93 | 0.93 | 0.93 | 913 | 913 | 913 | 913 | 913 | 414 | 432 | 435 | 439 | 445 | [10 empty] | 0 | 0 | 0 | 0 | 0 | Yes | Yes | Yes | Yes | Yes | 629 | 629 | 629 | 629 | 629 | [15 empty] | 0 | 0 | 0 | 0 | 0 | NA | NA | NA | NA | NA | [5 empty] | NA | NA | NA | NA | NA | 0 | 0 | 0 | 0 | 0 | [10 empty] | NA | NA | NA | NA | NA
0 | 0 | 0 |  | 0 |  | NA | 913 | 913 | 913 | 913 | 913 | 414 | 432 | 435 | 439 | 445 | 629 | 629 | 629 | 629 | 629 | [10 empty] | 0 | 0 | 0 | 0 | 0 | Yes | Yes | Yes | Yes | Yes | 78 | 76 | 75 | 75 | 75 | [15 empty] | 0 | 0 | 0 | 0 | 0 | NA | NA | NA | NA | NA | [5 empty] | NA | NA | NA | NA | NA | 0 | 0 | 0 | 0 | 0 | [10 empty] | NA | NA | NA | NA | NA
0 | 0 | 0 |  | 0 |  | NA | 414 | 432 | 435 | 439 | 445 | 629 | 629 | 629 | 629 | 629 | 78 | 76 | 75 | 75 | 75 | [10 empty] | 0 | 0 | 0 | 0 | 0 | Yes | Yes | Yes | Yes | Yes | 0.5 | 0.57 | 0.51 | 0.47 | 0.52 | [15 empty] | 0 | 0 | 0 | 0 | 0 | NA | NA | NA | NA | NA | [5 empty] | NA | NA | NA | NA | NA | 0 | 0 | 0 | 0 | 0 | [10 empty] | NA | NA | NA | NA | NA
CBD West | F807 | Makerston St |  | Charlotte St |  | NA | 629 | 629 | 629 | 629 | 629 | 78 | 76 | 75 | 75 | 75 | 0.5 | 0.57 | 0.51 | 0.47 | 0.52 | [10 empty] | CBD | CBD | CBD | CBD | CBD | Yes | Yes | Yes | Yes | Yes | 629 | 629 | 629 | 629 | 629 | [15 empty] | NA | NA | NA | NA | NA | NA | NA | NA | NA | NA | [5 empty] | NA | NA | NA | NA | NA | NA | NA | NA | NA | NA | [10 empty] | NA | NA | NA | NA | NA
0 | 0 | 0 |  | 0 |  | NA | 78 | 76 | 75 | 75 | 75 | 0.5 | 0.57 | 0.51 | 0.47 | 0.52 | 629 | 629 | 629 | 629 | 629 | [10 empty] | 0 | 0 | 0 | 0 | 0 | Yes | Yes | Yes | Yes | Yes | 169 | 169 | 174 | 179 | 182 | [15 empty] | 0 | 0 | 0 | 0 | 0 | NA | NA | NA | NA | NA | [5 empty] | NA | NA | NA | NA | NA | 0 | 0 | 0 | 0 | 0 | [10 empty] | NA | NA | NA | NA | NA
0 | 0 | 0 |  | 0 |  | NA | 0.5 | 0.57 | 0.51 | 0.47 | 0.52 | 629 | 629 | 629 | 629 | 629 | 169 | 169 | 174 | 179 | 182 | [10 empty] | 0 | 0 | 0 | 0 | 0 | Yes | Yes | Yes | Yes | Yes | 629 | 629 | 629 | 629 | 629 | [15 empty] | 0 | 0 | 0 | 0 | 0 | NA | NA | NA | NA | NA | [5 empty] | NA | NA | NA | NA | NA | 0 | 0 | 0 | 0 | 0 | [10 empty] | NA | NA | NA | NA | NA
0 | 0 | 0 |  | 0 |  | NA | 629 | 629 | 629 | 629 | 629 | 169 | 169 | 174 | 179 | 182 | 629 | 629 | 629 | 629 | 629 | [10 empty] | 0 | 0 | 0 | 0 | 0 | Yes | Yes | Yes | Yes | Yes | 94 | 93 | 93 | 94 | 94 | [15 empty] | 0 | 0 | 0 | 0 | 0 | NA | NA | NA | NA | NA | [5 empty] | NA | NA | NA | NA | NA | 0 | 0 | 0 | 0 | 0 | [10 empty] | NA | NA | NA | NA | NA
0 | 0 | 0 |  | 0 |  | NA | 169 | 169 | 174 | 179 | 182 | 629 | 629 | 629 | 629 | 629 | 94 | 93 | 93 | 94 | 94 | [10 empty] | 0 | 0 | 0 | 0 | 0 | Yes | Yes | Yes | Yes | Yes | 0.42 | 0.52 | 0.5 | 0.5 | 0.55 | [15 empty] | 0 | 0 | 0 | 0 | 0 | NA | NA | NA | NA | NA | [5 empty] | NA | NA | NA | NA | NA | 0 | 0 | 0 | 0 | 0 | [10 empty] | NA | NA | NA | NA | NA
CBD West | F808 | Makerston St |  | Charlotte St |  | NA | 629 | 629 | 629 | 629 | 629 | 94 | 93 | 93 | 94 | 94 | 0.42 | 0.52 | 0.5 | 0.5 | 0.55 | [10 empty] | CBD | CBD | CBD | CBD | CBD | Yes | Yes | Yes | Yes | Yes | 629 | 629 | 629 | 629 | 629 | [15 empty] | NA | NA | NA | NA | NA | NA | NA | NA | NA | NA | [5 empty] | NA | NA | NA | NA | NA | NA | NA | NA | NA | NA | [10 empty] | NA | NA | NA | NA | NA
0 | 0 | 0 |  | 0 |  | NA | 94 | 93 | 93 | 94 | 94 | 0.42 | 0.52 | 0.5 | 0.5 | 0.55 | 629 | 629 | 629 | 629 | 629 | [10 empty] | 0 | 0 | 0 | 0 | 0 | Yes | Yes | Yes | Yes | Yes | 175 | 177 | 178 | 178 | 181 | [15 empty] | 0 | 0 | 0 | 0 | 0 | NA | NA | NA | NA | NA | [5 empty] | NA | NA | NA | NA | NA | 0 | 0 | 0 | 0 | 0 | [10 empty] | NA | NA | NA | NA | NA
0 | 0 | 0 |  | 0 |  | NA | 0.42 | 0.52 | 0.5 | 0.5 | 0.55 | 629 | 629 | 629 | 629 | 629 | 175 | 177 | 178 | 178 | 181 | [10 empty] | 0 | 0 | 0 | 0 | 0 | Yes | Yes | Yes | Yes | Yes | 1088 | 1088 | 1088 | 1088 | 1088 | [15 empty] | 0 | 0 | 0 | 0 | 0 | NA | NA | NA | NA | NA | [5 empty] | NA | NA | NA | NA | NA | 0 | 0 | 0 | 0 | 0 | [10 empty] | NA | NA | NA | NA | NA
0 | 0 | 0 |  | 0 |  | NA | 629 | 629 | 629 | 629 | 629 | 175 | 177 | 178 | 178 | 181 | 1088 | 1088 | 1088 | 1088 | 1088 | [10 empty] | 0 | 0 | 0 | 0 | 0 | Yes | Yes | Yes | Yes | Yes | 274 | 285 | 280 | 302 | 300 | [15 empty] | 0 | 0 | 0 | 0 | 0 | NA | NA | NA | NA | NA | [5 empty] | NA | NA | NA | NA | NA | 0 | 0 | 0 | 0 | 0 | [10 empty] | NA | NA | NA | NA | NA
0 | 0 | 0 |  | 0 |  | NA | 175 | 177 | 178 | 178 | 181 | 1088 | 1088 | 1088 | 1088 | 1088 | 274 | 285 | 280 | 302 | 300 | [10 empty] | 0 | 0 | 0 | 0 | 0 | Yes | Yes | Yes | Yes | Yes | 0.9 | 0.89 | 0.87 | 0.94 | 0.95 | [15 empty] | 0 | 0 | 0 | 0 | 0 | NA | NA | NA | NA | NA | [5 empty] | NA | NA | NA | NA | NA | 0 | 0 | 0 | 0 | 0 | [10 empty] | NA | NA | NA | NA | NA
Loganlea | F704 | Beenleigh |  | Yatala |  | NA | 1088 | 1088 | 1088 | 1088 | 1088 | 274 | 285 | 280 | 302 | 300 | 0.9 | 0.89 | 0.87 | 0.94 | 0.95 | [10 empty] | Urban | Urban | Urban | Urban | Urban | Yes | Yes | Yes | Yes | Yes | 1088 | 1088 | 1088 | 1088 | 1088 | [15 empty] | 21 | 21 | 21 | 21 | 21 | NA | NA | NA | NA | NA | [5 empty] | NA | NA | NA | NA | NA | 21 | 21 | 21 | 21 | 21 | [10 empty] | NA | NA | NA | NA | NA
0 | 0 | 0 |  | 0 |  | NA | 274 | 285 | 280 | 302 | 300 | 0.9 | 0.89 | 0.87 | 0.94 | 0.95 | 1088 | 1088 | 1088 | 1088 | 1088 | [10 empty] | 0 | 0 | 0 | 0 | 0 | Yes | Yes | Yes | Yes | Yes | 649 | 658 | 659 | 673 | 682 | [15 empty] | 0 | 0 | 0 | 0 | 0 | NA | NA | NA | NA | NA | [5 empty] | NA | NA | NA | NA | NA | 0 | 0 | 0 | 0 | 0 | [10 empty] | NA | NA | NA | NA | NA
0 | 0 | 0 |  | 0 |  | NA | 0.9 | 0.89 | 0.87 | 0.94 | 0.95 | 1088 | 1088 | 1088 | 1088 | 1088 | 649 | 658 | 659 | 673 | 682 | [10 empty] | 0 | 0 | 0 | 0 | 0 | Yes | Yes | Yes | Yes | Yes | 865 | 865 | 865 | 865 | 865 | [15 empty] | 0 | 0 | 0 | 0 | 0 | NA | NA | NA | NA | NA | [5 empty] | NA | NA | NA | NA | NA | 0 | 0 | 0 | 0 | 0 | [10 empty] | NA | NA | NA | NA | NA
0 | 0 | 0 |  | 0 |  | NA | 1088 | 1088 | 1088 | 1088 | 1088 | 649 | 658 | 659 | 673 | 682 | 865 | 865 | 865 | 865 | 865 | [10 empty] | 0 | 0 | 0 | 0 | 0 | Yes | Yes | Yes | Yes | Yes | 181 | 187 | 194 | 201 | 204 | [15 empty] | 0 | 0 | 0 | 0 | 0 | NA | NA | NA | NA | NA | [5 empty] | NA | NA | NA | NA | NA | 0 | 0 | 0 | 0 | 0 | [10 empty] | NA | NA | NA | NA | NA
0 | 0 | 0 |  | 0 |  | NA | 649 | 658 | 659 | 673 | 682 | 865 | 865 | 865 | 865 | 865 | 181 | 187 | 194 | 201 | 204 | [10 empty] | 0 | 0 | 0 | 0 | 0 | Yes | Yes | Yes | Yes | Yes | 0.97 | 0.97 | 0.97 | 0.97 | 0.97 | [15 empty] | 0 | 0 | 0 | 0 | 0 | NA | NA | NA | NA | NA | [5 empty] | NA | NA | NA | NA | NA | 0 | 0 | 0 | 0 | 0 | [10 empty] | NA | NA | NA | NA | NA
Loganlea | F7351 | Jimboomba |  | Beaudesert |  | NA | 865 | 865 | 865 | 865 | 865 | 181 | 187 | 194 | 201 | 204 | 0.97 | 0.97 | 0.97 | 0.97 | 0.97 | [10 empty] | Rural | Rural | Rural | Rural | Rural | Yes | Yes | Yes | Yes | Yes | 865 | 865 | 865 | 865 | 865 | [15 empty] | 52 | 52 | 52 | 52 | 52 | NA | NA | NA | NA | NA | [5 empty] | NA | NA | NA | NA | NA | 52 | 52 | 52 | 52 | 52 | [10 empty] | NA | NA | NA | NA | NA
0 | 0 | 0 |  | 0 |  | NA | 181 | 187 | 194 | 201 | 204 | 0.97 | 0.97 | 0.97 | 0.97 | 0.97 | 865 | 865 | 865 | 865 | 865 | [10 empty] | 0 | 0 | 0 | 0 | 0 | Yes | Yes | Yes | Yes | Yes | 177 | 184 | 192 | 198 | 201 | [15 empty] | 0 | 0 | 0 | 0 | 0 | NA | NA | NA | NA | NA | [5 empty] | NA | NA | NA | NA | NA | 0 | 0 | 0 | 0 | 0 | [10 empty] | NA | NA | NA | NA | NA
0 | 0 | 0 |  | 0 |  | NA | 0.97 | 0.97 | 0.97 | 0.97 | 0.97 | 865 | 865 | 865 | 865 | 865 | 177 | 184 | 192 | 198 | 201 | [10 empty] | 0 | 0 | 0 | 0 | 0 | Yes | Yes | Yes | Yes | Yes | 952 | 952 | 952 | 952 | 952 | [15 empty] | 0 | 0 | 0 | 0 | 0 | NA | NA | NA | NA | NA | [5 empty] | NA | NA | NA | NA | NA | 0 | 0 | 0 | 0 | 0 | [10 empty] | NA | NA | NA | NA | NA
0 | 0 | 0 |  | 0 |  | NA | 865 | 865 | 865 | 865 | 865 | 177 | 184 | 192 | 198 | 201 | 952 | 952 | 952 | 952 | 952 | [10 empty] | 0 | 0 | 0 | 0 | 0 | Yes | Yes | Yes | Yes | Yes | 300 | 308 | 313 | 323 | 335 | [15 empty] | 0 | 0 | 0 | 0 | 0 | NA | NA | NA | NA | NA | [5 empty] | NA | NA | NA | NA | NA | 0 | 0 | 0 | 0 | 0 | [10 empty] | NA | NA | NA | NA | NA
0 | 0 | 0 |  | 0 |  | NA | 177 | 184 | 192 | 198 | 201 | 952 | 952 | 952 | 952 | 952 | 300 | 308 | 313 | 323 | 335 | [10 empty] | 0 | 0 | 0 | 0 | 0 | Yes | Yes | Yes | Yes | Yes | 0.97 | 0.97 | 0.97 | 0.97 | 0.97 | [15 empty] | 0 | 0 | 0 | 0 | 0 | NA | NA | NA | NA | NA | [5 empty] | NA | NA | NA | NA | NA | 0 | 0 | 0 | 0 | 0 | [10 empty] | NA | NA | NA | NA | NA
Loganlea | F7354 | Loganlea |  | Jimboomba |  | NA | 952 | 952 | 952 | 952 | 952 | 300 | 308 | 313 | 323 | 335 | 0.97 | 0.97 | 0.97 | 0.97 | 0.97 | [10 empty] | Rural | Rural | Rural | Rural | Rural | Yes | Yes | Yes | Yes | Yes | 952 | 952 | 952 | 952 | 952 | [15 empty] | 52 | 52 | 52 | 52 | 52 | NA | NA | NA | NA | NA | [5 empty] | NA | NA | NA | NA | NA | 52 | 52 | 52 | 52 | 52 | [10 empty] | NA | NA | NA | NA | NA
0 | 0 | 0 |  | 0 |  | NA | 300 | 308 | 313 | 323 | 335 | 0.97 | 0.97 | 0.97 | 0.97 | 0.97 | 952 | 952 | 952 | 952 | 952 | [10 empty] | 0 | 0 | 0 | 0 | 0 | Yes | Yes | Yes | Yes | Yes | 479 | 493 | 504 | 520 | 539 | [15 empty] | 0 | 0 | 0 | 0 | 0 | NA | NA | NA | NA | NA | [5 empty] | NA | NA | NA | NA | NA | 0 | 0 | 0 | 0 | 0 | [10 empty] | NA | NA | NA | NA | NA
0 | 0 | 0 |  | 0 |  | NA | 0.97 | 0.97 | 0.97 | 0.97 | 0.97 | 952 | 952 | 952 | 952 | 952 | 479 | 493 | 504 | 520 | 539 | [10 empty] | 0 | 0 | 0 | 0 | 0 | Yes | Yes | Yes | Yes | Yes | 1088 | 1088 | 1088 | 1088 | 1088 | [15 empty] | 0 | 0 | 0 | 0 | 0 | NA | NA | NA | NA | NA | [5 empty] | NA | NA | NA | NA | NA | 0 | 0 | 0 | 0 | 0 | [10 empty] | NA | NA | NA | NA | NA
0 | 0 | 0 |  | 0 |  | NA | 952 | 952 | 952 | 952 | 952 | 479 | 493 | 504 | 520 | 539 | 1088 | 1088 | 1088 | 1088 | 1088 | [10 empty] | 0 | 0 | 0 | 0 | 0 | Yes | Yes | Yes | Yes | Yes | 28 | 44 | 49 | 54 | 54 | [15 empty] | 0 | 0 | 0 | 0 | 0 | NA | NA | NA | NA | NA | [5 empty] | NA | NA | NA | NA | NA | 0 | 0 | 0 | 0 | 0 | [10 empty] | NA | NA | NA | NA | NA
0 | 0 | 0 |  | 0 |  | NA | 479 | 493 | 504 | 520 | 539 | 1088 | 1088 | 1088 | 1088 | 1088 | 28 | 44 | 49 | 54 | 54 | [10 empty] | 0 | 0 | 0 | 0 | 0 | Yes | Yes | Yes | Yes | Yes | 0.58 | 0.49 | 0.28 | 0.99 | 1 | [15 empty] | 0 | 0 | 0 | 0 | 0 | NA | NA | NA | NA | NA | [5 empty] | NA | NA | NA | NA | NA | 0 | 0 | 0 | 0 | 0 | [10 empty] | NA | NA | NA | NA | NA
Loganlea | F7377 | Yatala |  | Coomera |  | NA | 1088 | 1088 | 1088 | 1088 | 1088 | 28 | 44 | 49 | 54 | 54 | 0.58 | 0.49 | 0.28 | 0.99 | 1 | [10 empty] | Urban | Urban | Urban | Urban | Urban | Yes | Yes | Yes | Yes | Yes | 1088 | 1088 | 1088 | 1088 | 1088 | [15 empty] | 21 | 21 | 21 | 21 | 21 | NA | NA | NA | NA | NA | [5 empty] | NA | NA | NA | NA | NA | 21 | 21 | 21 | 21 | 21 | [10 empty] | NA | NA | NA | NA | NA
0 | 0 | 0 |  | 0 |  | NA | 28 | 44 | 49 | 54 | 54 | 0.58 | 0.49 | 0.28 | 0.99 | 1 | 1088 | 1088 | 1088 | 1088 | 1088 | [10 empty] | 0 | 0 | 0 | 0 | 0 | Yes | Yes | Yes | Yes | Yes | 417 | 425 | 429 | 440 | 448 | [15 empty] | 0 | 0 | 0 | 0 | 0 | NA | NA | NA | NA | NA | [5 empty] | NA | NA | NA | NA | NA | 0 | 0 | 0 | 0 | 0 | [10 empty] | NA | NA | NA | NA | NA
0 | 0 | 0 |  | 0 |  | NA | 0.58 | 0.49 | 0.28 | 0.99 | 1 | 1088 | 1088 | 1088 | 1088 | 1088 | 417 | 425 | 429 | 440 | 448 | [10 empty] | 0 | 0 | 0 | 0 | 0 | Yes | Yes | Yes | Yes | Yes | 1200 | 1200 | 1200 | 1200 | 1200 | [15 empty] | 0 | 0 | 0 | 0 | 0 | NA | NA | NA | NA | NA | [5 empty] | NA | NA | NA | NA | NA | 0 | 0 | 0 | 0 | 0 | [10 empty] | NA | NA | NA | NA | NA
0 | 0 | 0 |  | 0 |  | NA | 1088 | 1088 | 1088 | 1088 | 1088 | 417 | 425 | 429 | 440 | 448 | 1200 | 1200 | 1200 | 1200 | 1200 | [10 empty] | 0 | 0 | 0 | 0 | 0 | Yes | Yes | Yes | Yes | Yes | 370 | 372 | 380 | 393 | 385 | [15 empty] | 0 | 0 | 0 | 0 | 0 | NA | NA | NA | NA | NA | [5 empty] | NA | NA | NA | NA | NA | 0 | 0 | 0 | 0 | 0 | [10 empty] | NA | NA | NA | NA | NA
0 | 0 | 0 |  | 0 |  | NA | 417 | 425 | 429 | 440 | 448 | 1200 | 1200 | 1200 | 1200 | 1200 | 370 | 372 | 380 | 393 | 385 | [10 empty] | 0 | 0 | 0 | 0 | 0 | Yes | Yes | Yes | Yes | Yes | 0.93 | 0.93 | 0.91 | 0.93 | 0.95 | [15 empty] | 0 | 0 | 0 | 0 | 0 | NA | NA | NA | NA | NA | [5 empty] | NA | NA | NA | NA | NA | 0 | 0 | 0 | 0 | 0 | [10 empty] | NA | NA | NA | NA | NA
Loganlea | F787 | Loganlea |  | Beenleigh |  | NA | 1200 | 1200 | 1200 | 1200 | 1200 | 370 | 372 | 380 | 393 | 385 | 0.93 | 0.93 | 0.91 | 0.93 | 0.95 | [10 empty] | Rural | Rural | Rural | Rural | Rural | Yes | Yes | Yes | Yes | Yes | 1200 | 1200 | 1200 | 1200 | 1200 | [15 empty] | 52 | 52 | 52 | 52 | 52 | NA | NA | NA | NA | NA | [5 empty] | NA | NA | NA | NA | NA | 52 | 52 | 52 | 52 | 52 | [10 empty] | NA | NA | NA | NA | NA
0 | 0 | 0 |  | 0 |  | NA | 370 | 372 | 380 | 393 | 385 | 0.93 | 0.93 | 0.91 | 0.93 | 0.95 | 1200 | 1200 | 1200 | 1200 | 1200 | [10 empty] | 0 | 0 | 0 | 0 | 0 | Yes | Yes | Yes | Yes | Yes | 565 | 567 | 565 | 596 | 598 | [15 empty] | 0 | 0 | 0 | 0 | 0 | NA | NA | NA | NA | NA | [5 empty] | NA | NA | NA | NA | NA | 0 | 0 | 0 | 0 | 0 | [10 empty] | NA | NA | NA | NA | NA
0 | 0 | 0 |  | 0 |  | NA | 0.93 | 0.93 | 0.91 | 0.93 | 0.95 | 1200 | 1200 | 1200 | 1200 | 1200 | 565 | 567 | 565 | 596 | 598 | [10 empty] | 0 | 0 | 0 | 0 | 0 | Yes | Yes | Yes | Yes | Yes | 325 | 325 | 325 | 325 | 325 | [15 empty] | 0 | 0 | 0 | 0 | 0 | NA | NA | NA | NA | NA | [5 empty] | NA | NA | NA | NA | NA | 0 | 0 | 0 | 0 | 0 | [10 empty] | NA | NA | NA | NA | NA
0 | 0 | 0 |  | 0 |  | NA | 1200 | 1200 | 1200 | 1200 | 1200 | 565 | 567 | 565 | 596 | 598 | 325 | 325 | 325 | 325 | 325 | [10 empty] | 0 | 0 | 0 | 0 | 0 | Yes | Yes | Yes | Yes | Yes | 55 | 56 | 56 | 57 | 58 | [15 empty] | 0 | 0 | 0 | 0 | 0 | NA | NA | NA | NA | NA | [5 empty] | NA | NA | NA | NA | NA | 0 | 0 | 0 | 0 | 0 | [10 empty] | NA | NA | NA | NA | NA
0 | 0 | 0 |  | 0 |  | NA | 565 | 567 | 565 | 596 | 598 | 325 | 325 | 325 | 325 | 325 | 55 | 56 | 56 | 57 | 58 | [10 empty] | 0 | 0 | 0 | 0 | 0 | Yes | Yes | Yes | Yes | Yes | 1 | 1 | 1 | 1 | 1 | [15 empty] | 0 | 0 | 0 | 0 | 0 | NA | NA | NA | NA | NA | [5 empty] | NA | NA | NA | NA | NA | 0 | 0 | 0 | 0 | 0 | [10 empty] | NA | NA | NA | NA | NA
Loganlea | F788/1 | Beenleigh |  | Russell Island Tee |  | NA | 325 | 325 | 325 | 325 | 325 | 55 | 56 | 56 | 57 | 58 | 1 | 1 | 1 | 1 | 1 | [10 empty] | Rural | Rural | Rural | Rural | Rural | Yes | Yes | Yes | Yes | Yes | 325 | 325 | 325 | 325 | 325 | [15 empty] | 52 | 52 | 52 | 52 | 52 | NA | NA | NA | NA | NA | [5 empty] | NA | NA | NA | NA | NA | 52 | 52 | 52 | 52 | 52 | [10 empty] | NA | NA | NA | NA | NA
0 | 0 | 0 |  | 0 |  | NA | 55 | 56 | 56 | 57 | 58 | 1 | 1 | 1 | 1 | 1 | 325 | 325 | 325 | 325 | 325 | [10 empty] | 0 | 0 | 0 | 0 | 0 | Yes | Yes | Yes | Yes | Yes | 60 | 61 | 61 | 63 | 63 | [15 empty] | 0 | 0 | 0 | 0 | 0 | NA | NA | NA | NA | NA | [5 empty] | NA | NA | NA | NA | NA | 0 | 0 | 0 | 0 | 0 | [10 empty] | NA | NA | NA | NA | NA
0 | 0 | 0 |  | 0 |  | NA | 1 | 1 | 1 | 1 | 1 | 325 | 325 | 325 | 325 | 325 | 60 | 61 | 61 | 63 | 63 | [10 empty] | 0 | 0 | 0 | 0 | 0 | Yes | Yes | Yes | Yes | Yes | 441 | 441 | 441 | 441 | 441 | [15 empty] | 0 | 0 | 0 | 0 | 0 | NA | NA | NA | NA | NA | [5 empty] | NA | NA | NA | NA | NA | 0 | 0 | 0 | 0 | 0 | [10 empty] | NA | NA | NA | NA | NA
0 | 0 | 0 |  | 0 |  | NA | 325 | 325 | 325 | 325 | 325 | 60 | 61 | 61 | 63 | 63 | 441 | 441 | 441 | 441 | 441 | [10 empty] | 0 | 0 | 0 | 0 | 0 | Yes | Yes | Yes | Yes | Yes | 22 | 22 | 21 | 22 | 22 | [15 empty] | 0 | 0 | 0 | 0 | 0 | NA | NA | NA | NA | NA | [5 empty] | NA | NA | NA | NA | NA | 0 | 0 | 0 | 0 | 0 | [10 empty] | NA | NA | NA | NA | NA
0 | 0 | 0 |  | 0 |  | NA | 60 | 61 | 61 | 63 | 63 | 441 | 441 | 441 | 441 | 441 | 22 | 22 | 21 | 22 | 22 | [10 empty] | 0 | 0 | 0 | 0 | 0 | Yes | Yes | Yes | Yes | Yes | 1 | 1 | 1 | 1 | 1 | [15 empty] | 0 | 0 | 0 | 0 | 0 | NA | NA | NA | NA | NA | [5 empty] | NA | NA | NA | NA | NA | 0 | 0 | 0 | 0 | 0 | [10 empty] | NA | NA | NA | NA | NA
Loganlea | F788/2 | Russell Island Tee |  | Stradbroke Island |  | NA | 441 | 441 | 441 | 441 | 441 | 22 | 22 | 21 | 22 | 22 | 1 | 1 | 1 | 1 | 1 | [10 empty] | Rural | Rural | Rural | Rural | Rural | Yes | Yes | Yes | Yes | Yes | 441 | 441 | 441 | 441 | 441 | [15 empty] | 52 | 52 | 52 | 52 | 52 | NA | NA | NA | NA | NA | [5 empty] | NA | NA | NA | NA | NA | 52 | 52 | 52 | 52 | 52 | [10 empty] | NA | NA | NA | NA | NA
0 | 0 | 0 |  | 0 |  | NA | 22 | 22 | 21 | 22 | 22 | 1 | 1 | 1 | 1 | 1 | 441 | 441 | 441 | 441 | 441 | [10 empty] | 0 | 0 | 0 | 0 | 0 | Yes | Yes | Yes | Yes | Yes | 29 | 29 | 29 | 29 | 29 | [15 empty] | 0 | 0 | 0 | 0 | 0 | NA | NA | NA | NA | NA | [5 empty] | NA | NA | NA | NA | NA | 0 | 0 | 0 | 0 | 0 | [10 empty] | NA | NA | NA | NA | NA
0 | 0 | 0 |  | 0 |  | NA | 1 | 1 | 1 | 1 | 1 | 441 | 441 | 441 | 441 | 441 | 29 | 29 | 29 | 29 | 29 | [10 empty] | 0 | 0 | 0 | 0 | 0 | Yes | Yes | Yes | Yes | Yes | 902 | 902 | 902 | 902 | 902 | [15 empty] | 0 | 0 | 0 | 0 | 0 | NA | NA | NA | NA | NA | [5 empty] | NA | NA | NA | NA | NA | 0 | 0 | 0 | 0 | 0 | [10 empty] | NA | NA | NA | NA | NA
0 | 0 | 0 |  | 0 |  | NA | 441 | 441 | 441 | 441 | 441 | 29 | 29 | 29 | 29 | 29 | 902 | 902 | 902 | 902 | 902 | [10 empty] | 0 | 0 | 0 | 0 | 0 | Yes | Yes | Yes | Yes | Yes | 34 | 35 | 35 | 36 | 37 | [15 empty] | 0 | 0 | 0 | 0 | 0 | NA | NA | NA | NA | NA | [5 empty] | NA | NA | NA | NA | NA | 0 | 0 | 0 | 0 | 0 | [10 empty] | NA | NA | NA | NA | NA
0 | 0 | 0 |  | 0 |  | NA | 29 | 29 | 29 | 29 | 29 | 902 | 902 | 902 | 902 | 902 | 34 | 35 | 35 | 36 | 37 | [10 empty] | 0 | 0 | 0 | 0 | 0 | Yes | Yes | Yes | Yes | Yes | 0.99 | 0.99 | 0.99 | 0.99 | 0.99 | [15 empty] | 0 | 0 | 0 | 0 | 0 | NA | NA | NA | NA | NA | [5 empty] | NA | NA | NA | NA | NA | 0 | 0 | 0 | 0 | 0 | [10 empty] | NA | NA | NA | NA | NA
Loganlea | F788/3 | Russell Island Tee |  | Russell Island |  | NA | 902 | 902 | 902 | 902 | 902 | 34 | 35 | 35 | 36 | 37 | 0.99 | 0.99 | 0.99 | 0.99 | 0.99 | [10 empty] | Rural | Rural | Rural | Rural | Rural | Yes | Yes | Yes | Yes | Yes | 902 | 902 | 902 | 902 | 902 | [15 empty] | 52 | 52 | 52 | 52 | 52 | NA | NA | NA | NA | NA | [5 empty] | NA | NA | NA | NA | NA | 52 | 52 | 52 | 52 | 52 | [10 empty] | NA | NA | NA | NA | NA
0 | 0 | 0 |  | 0 |  | NA | 34 | 35 | 35 | 36 | 37 | 0.99 | 0.99 | 0.99 | 0.99 | 0.99 | 902 | 902 | 902 | 902 | 902 | [10 empty] | 0 | 0 | 0 | 0 | 0 | Yes | Yes | Yes | Yes | Yes | 32 | 33 | 34 | 35 | 35 | [15 empty] | 0 | 0 | 0 | 0 | 0 | NA | NA | NA | NA | NA | [5 empty] | NA | NA | NA | NA | NA | 0 | 0 | 0 | 0 | 0 | [10 empty] | NA | NA | NA | NA | NA
0 | 0 | 0 |  | 0 |  | NA | 0.99 | 0.99 | 0.99 | 0.99 | 0.99 | 902 | 902 | 902 | 902 | 902 | 32 | 33 | 34 | 35 | 35 | [10 empty] | 0 | 0 | 0 | 0 | 0 | Yes | Yes | Yes | Yes | Yes | 872 | 872 | 872 | 872 | 872 | [15 empty] | 0 | 0 | 0 | 0 | 0 | NA | NA | NA | NA | NA | [5 empty] | NA | NA | NA | NA | NA | 0 | 0 | 0 | 0 | 0 | [10 empty] | NA | NA | NA | NA | NA
0 | 0 | 0 |  | 0 |  | NA | 902 | 902 | 902 | 902 | 902 | 32 | 33 | 34 | 35 | 35 | 872 | 872 | 872 | 872 | 872 | [10 empty] | 0 | 0 | 0 | 0 | 0 | Yes | Yes | Yes | Yes | Yes | 46 | 46 | 45 | 45 | 45 | [15 empty] | 0 | 0 | 0 | 0 | 0 | NA | NA | NA | NA | NA | [5 empty] | NA | NA | NA | NA | NA | 0 | 0 | 0 | 0 | 0 | [10 empty] | NA | NA | NA | NA | NA
0 | 0 | 0 |  | 0 |  | NA | 32 | 33 | 34 | 35 | 35 | 872 | 872 | 872 | 872 | 872 | 46 | 46 | 45 | 45 | 45 | [10 empty] | 0 | 0 | 0 | 0 | 0 | Yes | Yes | Yes | Yes | Yes | 0.99 | 0.99 | 0.99 | 0.99 | 0.99 | [15 empty] | 0 | 0 | 0 | 0 | 0 | NA | NA | NA | NA | NA | [5 empty] | NA | NA | NA | NA | NA | 0 | 0 | 0 | 0 | 0 | [10 empty] | NA | NA | NA | NA | NA
Loganlea | F793 | Loganlea |  | North Springwood |  | NA | 872 | 872 | 872 | 872 | 872 | 46 | 46 | 45 | 45 | 45 | 0.99 | 0.99 | 0.99 | 0.99 | 0.99 | [10 empty] | Urban | Urban | Urban | Urban | Urban | Yes | Yes | Yes | Yes | Yes | 872 | 872 | 872 | 872 | 872 | [15 empty] | 21 | 21 | 21 | 21 | 21 | NA | NA | NA | NA | NA | [5 empty] | NA | NA | NA | NA | NA | 21 | 21 | 21 | 21 | 21 | [10 empty] | NA | NA | NA | NA | NA
0 | 0 | 0 |  | 0 |  | NA | 46 | 46 | 45 | 45 | 45 | 0.99 | 0.99 | 0.99 | 0.99 | 0.99 | 872 | 872 | 872 | 872 | 872 | [10 empty] | 0 | 0 | 0 | 0 | 0 | Yes | Yes | Yes | Yes | Yes | 163 | 163 | 161 | 162 | 162 | [15 empty] | 0 | 0 | 0 | 0 | 0 | NA | NA | NA | NA | NA | [5 empty] | NA | NA | NA | NA | NA | 0 | 0 | 0 | 0 | 0 | [10 empty] | NA | NA | NA | NA | NA
0 | 0 | 0 |  | 0 |  | NA | 0.99 | 0.99 | 0.99 | 0.99 | 0.99 | 872 | 872 | 872 | 872 | 872 | 163 | 163 | 161 | 162 | 162 | [10 empty] | 0 | 0 | 0 | 0 | 0 | Yes | Yes | Yes | Yes | Yes | 872 | 872 | 872 | 872 | 872 | [15 empty] | 0 | 0 | 0 | 0 | 0 | NA | NA | NA | NA | NA | [5 empty] | NA | NA | NA | NA | NA | 0 | 0 | 0 | 0 | 0 | [10 empty] | NA | NA | NA | NA | NA
0 | 0 | 0 |  | 0 |  | NA | 872 | 872 | 872 | 872 | 872 | 163 | 163 | 161 | 162 | 162 | 872 | 872 | 872 | 872 | 872 | [10 empty] | 0 | 0 | 0 | 0 | 0 | Yes | Yes | Yes | Yes | Yes | 121 | 120 | 118 | 119 | 119 | [15 empty] | 0 | 0 | 0 | 0 | 0 | NA | NA | NA | NA | NA | [5 empty] | NA | NA | NA | NA | NA | 0 | 0 | 0 | 0 | 0 | [10 empty] | NA | NA | NA | NA | NA
0 | 0 | 0 |  | 0 |  | NA | 163 | 163 | 161 | 162 | 162 | 872 | 872 | 872 | 872 | 872 | 121 | 120 | 118 | 119 | 119 | [10 empty] | 0 | 0 | 0 | 0 | 0 | Yes | Yes | Yes | Yes | Yes | 1 | 1 | 1 | 1 | 1 | [15 empty] | 0 | 0 | 0 | 0 | 0 | NA | NA | NA | NA | NA | [5 empty] | NA | NA | NA | NA | NA | 0 | 0 | 0 | 0 | 0 | [10 empty] | NA | NA | NA | NA | NA
Loganlea | F799 | Loganlea |  | North Springwood |  | NA | 872 | 872 | 872 | 872 | 872 | 121 | 120 | 118 | 119 | 119 | 1 | 1 | 1 | 1 | 1 | [10 empty] | Urban | Urban | Urban | Urban | Urban | Yes | Yes | Yes | Yes | Yes | 872 | 872 | 872 | 872 | 872 | [15 empty] | 21 | 21 | 21 | 21 | 21 | NA | NA | NA | NA | NA | [5 empty] | NA | NA | NA | NA | NA | 21 | 21 | 21 | 21 | 21 | [10 empty] | NA | NA | NA | NA | NA
0 | 0 | 0 |  | 0 |  | NA | 121 | 120 | 118 | 119 | 119 | 1 | 1 | 1 | 1 | 1 | 872 | 872 | 872 | 872 | 872 | [10 empty] | 0 | 0 | 0 | 0 | 0 | Yes | Yes | Yes | Yes | Yes | 158 | 158 | 156 | 157 | 157 | [15 empty] | 0 | 0 | 0 | 0 | 0 | NA | NA | NA | NA | NA | [5 empty] | NA | NA | NA | NA | NA | 0 | 0 | 0 | 0 | 0 | [10 empty] | NA | NA | NA | NA | NA
0 | 0 | 0 |  | 0 |  | NA | 1 | 1 | 1 | 1 | 1 | 872 | 872 | 872 | 872 | 872 | 158 | 158 | 156 | 157 | 157 | [10 empty] | 0 | 0 | 0 | 0 | 0 | Yes | Yes | Yes | Yes | Yes | 962 | 962 | 962 | 962 | 962 | [15 empty] | 0 | 0 | 0 | 0 | 0 | NA | NA | NA | NA | NA | [5 empty] | NA | NA | NA | NA | NA | 0 | 0 | 0 | 0 | 0 | [10 empty] | NA | NA | NA | NA | NA
0 | 0 | 0 |  | 0 |  | NA | 872 | 872 | 872 | 872 | 872 | 158 | 158 | 156 | 157 | 157 | 962 | 962 | 962 | 962 | 962 | [10 empty] | 0 | 0 | 0 | 0 | 0 | Yes | Yes | Yes | Yes | Yes | 205 | 211 | 214 | 221 | 230 | [15 empty] | 0 | 0 | 0 | 0 | 0 | NA | NA | NA | NA | NA | [5 empty] | NA | NA | NA | NA | NA | 0 | 0 | 0 | 0 | 0 | [10 empty] | NA | NA | NA | NA | NA
0 | 0 | 0 |  | 0 |  | NA | 158 | 158 | 156 | 157 | 157 | 962 | 962 | 962 | 962 | 962 | 205 | 211 | 214 | 221 | 230 | [10 empty] | 0 | 0 | 0 | 0 | 0 | Yes | Yes | Yes | Yes | Yes | 0.98 | 0.98 | 0.98 | 0.98 | 0.98 | [15 empty] | 0 | 0 | 0 | 0 | 0 | NA | NA | NA | NA | NA | [5 empty] | NA | NA | NA | NA | NA | 0 | 0 | 0 | 0 | 0 | [10 empty] | NA | NA | NA | NA | NA
Loganlea | F820 | Loganlea |  | Jimboomba |  | NA | 962 | 962 | 962 | 962 | 962 | 205 | 211 | 214 | 221 | 230 | 0.98 | 0.98 | 0.98 | 0.98 | 0.98 | [10 empty] | Rural | Rural | Rural | Rural | Rural | Yes | Yes | Yes | Yes | Yes | 962 | 962 | 962 | 962 | 962 | [15 empty] | 52 | 52 | 52 | 52 | 52 | NA | NA | NA | NA | NA | [5 empty] | NA | NA | NA | NA | NA | 52 | 52 | 52 | 52 | 52 | [10 empty] | NA | NA | NA | NA | NA
0 | 0 | 0 |  | 0 |  | NA | 205 | 211 | 214 | 221 | 230 | 0.98 | 0.98 | 0.98 | 0.98 | 0.98 | 962 | 962 | 962 | 962 | 962 | [10 empty] | 0 | 0 | 0 | 0 | 0 | Yes | Yes | Yes | Yes | Yes | 490 | 505 | 516 | 529 | 549 | [15 empty] | 0 | 0 | 0 | 0 | 0 | NA | NA | NA | NA | NA | [5 empty] | NA | NA | NA | NA | NA | 0 | 0 | 0 | 0 | 0 | [10 empty] | NA | NA | NA | NA | NA
0 | 0 | 0 |  | 0 |  | NA | 0.98 | 0.98 | 0.98 | 0.98 | 0.98 | 962 | 962 | 962 | 962 | 962 | 490 | 505 | 516 | 529 | 549 | [10 empty] | 0 | 0 | 0 | 0 | 0 | Yes | Yes | Yes | Yes | Yes | 1200 | 1200 | 1200 | 1200 | 1200 | [15 empty] | 0 | 0 | 0 | 0 | 0 | NA | NA | NA | NA | NA | [5 empty] | NA | NA | NA | NA | NA | 0 | 0 | 0 | 0 | 0 | [10 empty] | NA | NA | NA | NA | NA
0 | 0 | 0 |  | 0 |  | NA | 962 | 962 | 962 | 962 | 962 | 490 | 505 | 516 | 529 | 549 | 1200 | 1200 | 1200 | 1200 | 1200 | [10 empty] | 0 | 0 | 0 | 0 | 0 | Yes | Yes | Yes | Yes | Yes | 370 | 372 | 380 | 393 | 385 | [15 empty] | 0 | 0 | 0 | 0 | 0 | NA | NA | NA | NA | NA | [5 empty] | NA | NA | NA | NA | NA | 0 | 0 | 0 | 0 | 0 | [10 empty] | NA | NA | NA | NA | NA
0 | 0 | 0 |  | 0 |  | NA | 490 | 505 | 516 | 529 | 549 | 1200 | 1200 | 1200 | 1200 | 1200 | 370 | 372 | 380 | 393 | 385 | [10 empty] | 0 | 0 | 0 | 0 | 0 | Yes | Yes | Yes | Yes | Yes | 0.93 | 0.93 | 0.91 | 0.93 | 0.95 | [15 empty] | 0 | 0 | 0 | 0 | 0 | NA | NA | NA | NA | NA | [5 empty] | NA | NA | NA | NA | NA | 0 | 0 | 0 | 0 | 0 | [10 empty] | NA | NA | NA | NA | NA
Loganlea | F837 | Loganlea |  | Beenleigh |  | NA | 1200 | 1200 | 1200 | 1200 | 1200 | 370 | 372 | 380 | 393 | 385 | 0.93 | 0.93 | 0.91 | 0.93 | 0.95 | [10 empty] | Rural | Rural | Rural | Rural | Rural | Yes | Yes | Yes | Yes | Yes | 1200 | 1200 | 1200 | 1200 | 1200 | [15 empty] | 52 | 52 | 52 | 52 | 52 | NA | NA | NA | NA | NA | [5 empty] | NA | NA | NA | NA | NA | 52 | 52 | 52 | 52 | 52 | [10 empty] | NA | NA | NA | NA | NA
0 | 0 | 0 |  | 0 |  | NA | 370 | 372 | 380 | 393 | 385 | 0.93 | 0.93 | 0.91 | 0.93 | 0.95 | 1200 | 1200 | 1200 | 1200 | 1200 | [10 empty] | 0 | 0 | 0 | 0 | 0 | Yes | Yes | Yes | Yes | Yes | 565 | 567 | 565 | 596 | 598 | [15 empty] | 0 | 0 | 0 | 0 | 0 | NA | NA | NA | NA | NA | [5 empty] | NA | NA | NA | NA | NA | 0 | 0 | 0 | 0 | 0 | [10 empty] | NA | NA | NA | NA | NA
0 | 0 | 0 |  | 0 |  | NA | 0.93 | 0.93 | 0.91 | 0.93 | 0.95 | 1200 | 1200 | 1200 | 1200 | 1200 | 565 | 567 | 565 | 596 | 598 | [10 empty] | 0 | 0 | 0 | 0 | 0 | Yes | Yes | Yes | Yes | Yes | 894 | 894 | 894 | 894 | 894 | [15 empty] | 0 | 0 | 0 | 0 | 0 | NA | NA | NA | NA | NA | [5 empty] | NA | NA | NA | NA | NA | 0 | 0 | 0 | 0 | 0 | [10 empty] | NA | NA | NA | NA | NA
0 | 0 | 0 |  | 0 |  | NA | 1200 | 1200 | 1200 | 1200 | 1200 | 565 | 567 | 565 | 596 | 598 | 894 | 894 | 894 | 894 | 894 | [10 empty] | 0 | 0 | 0 | 0 | 0 | Yes | Yes | Yes | Yes | Yes | 193 | 201 | 198 | 201 | 202 | [15 empty] | 0 | 0 | 0 | 0 | 0 | NA | NA | NA | NA | NA | [5 empty] | NA | NA | NA | NA | NA | 0 | 0 | 0 | 0 | 0 | [10 empty] | NA | NA | NA | NA | NA
0 | 0 | 0 |  | 0 |  | NA | 565 | 567 | 565 | 596 | 598 | 894 | 894 | 894 | 894 | 894 | 193 | 201 | 198 | 201 | 202 | [10 empty] | 0 | 0 | 0 | 0 | 0 | Yes | Yes | Yes | Yes | Yes | 0.98 | 0.98 | 0.98 | 0.98 | 0.98 | [15 empty] | 0 | 0 | 0 | 0 | 0 | NA | NA | NA | NA | NA | [5 empty] | NA | NA | NA | NA | NA | 0 | 0 | 0 | 0 | 0 | [10 empty] | NA | NA | NA | NA | NA
Loganlea | F836 | Loganlea |  | Browns Plains |  | NA | 894 | 894 | 894 | 894 | 894 | 193 | 201 | 198 | 201 | 202 | 0.98 | 0.98 | 0.98 | 0.98 | 0.98 | [10 empty] | Urban | Urban | Urban | Urban | Urban | Yes | Yes | Yes | Yes | Yes | 894 | 894 | 894 | 894 | 894 | [15 empty] | 21 | 21 | 21 | 21 | 21 | NA | NA | NA | NA | NA | [5 empty] | NA | NA | NA | NA | NA | 21 | 21 | 21 | 21 | 21 | [10 empty] | NA | NA | NA | NA | NA
0 | 0 | 0 |  | 0 |  | NA | 193 | 201 | 198 | 201 | 202 | 0.98 | 0.98 | 0.98 | 0.98 | 0.98 | 894 | 894 | 894 | 894 | 894 | [10 empty] | 0 | 0 | 0 | 0 | 0 | Yes | Yes | Yes | Yes | Yes | 438 | 458 | 454 | 460 | 457 | [15 empty] | 0 | 0 | 0 | 0 | 0 | NA | NA | NA | NA | NA | [5 empty] | NA | NA | NA | NA | NA | 0 | 0 | 0 | 0 | 0 | [10 empty] | NA | NA | NA | NA | NA
0 | 0 | 0 |  | 0 |  | NA | 0.98 | 0.98 | 0.98 | 0.98 | 0.98 | 894 | 894 | 894 | 894 | 894 | 438 | 458 | 454 | 460 | 457 | [10 empty] | 0 | 0 | 0 | 0 | 0 | Yes | Yes | Yes | Yes | Yes | 949 | 949 | 949 | 949 | 949 | [15 empty] | 0 | 0 | 0 | 0 | 0 | NA | NA | NA | NA | NA | [5 empty] | NA | NA | NA | NA | NA | 0 | 0 | 0 | 0 | 0 | [10 empty] | NA | NA | NA | NA | NA
0 | 0 | 0 |  | 0 |  | NA | 894 | 894 | 894 | 894 | 894 | 438 | 458 | 454 | 460 | 457 | 949 | 949 | 949 | 949 | 949 | [10 empty] | 0 | 0 | 0 | 0 | 0 | Yes | Yes | Yes | Yes | Yes | 246 | 256 | 253 | 256 | 257 | [15 empty] | 0 | 0 | 0 | 0 | 0 | NA | NA | NA | NA | NA | [5 empty] | NA | NA | NA | NA | NA | 0 | 0 | 0 | 0 | 0 | [10 empty] | NA | NA | NA | NA | NA
0 | 0 | 0 |  | 0 |  | NA | 438 | 458 | 454 | 460 | 457 | 949 | 949 | 949 | 949 | 949 | 246 | 256 | 253 | 256 | 257 | [10 empty] | 0 | 0 | 0 | 0 | 0 | Yes | Yes | Yes | Yes | Yes | 0.98 | 0.98 | 0.98 | 0.98 | 0.98 | [15 empty] | 0 | 0 | 0 | 0 | 0 | NA | NA | NA | NA | NA | [5 empty] | NA | NA | NA | NA | NA | 0 | 0 | 0 | 0 | 0 | [10 empty] | NA | NA | NA | NA | NA
Loganlea | F843 | Loganlea |  | Browns Plains |  | NA | 949 | 949 | 949 | 949 | 949 | 246 | 256 | 253 | 256 | 257 | 0.98 | 0.98 | 0.98 | 0.98 | 0.98 | [10 empty] | Urban | Urban | Urban | Urban | Urban | Yes | Yes | Yes | Yes | Yes | 949 | 949 | 949 | 949 | 949 | [15 empty] | 21 | 21 | 21 | 21 | 21 | NA | NA | NA | NA | NA | [5 empty] | NA | NA | NA | NA | NA | 21 | 21 | 21 | 21 | 21 | [10 empty] | NA | NA | NA | NA | NA
0 | 0 | 0 |  | 0 |  | NA | 246 | 256 | 253 | 256 | 257 | 0.98 | 0.98 | 0.98 | 0.98 | 0.98 | 949 | 949 | 949 | 949 | 949 | [10 empty] | 0 | 0 | 0 | 0 | 0 | Yes | Yes | Yes | Yes | Yes | 431 | 452 | 447 | 454 | 454 | [15 empty] | 0 | 0 | 0 | 0 | 0 | NA | NA | NA | NA | NA | [5 empty] | NA | NA | NA | NA | NA | 0 | 0 | 0 | 0 | 0 | [10 empty] | NA | NA | NA | NA | NA
0 | 0 | 0 |  | 0 |  | NA | 0.98 | 0.98 | 0.98 | 0.98 | 0.98 | 949 | 949 | 949 | 949 | 949 | 431 | 452 | 447 | 454 | 454 | [10 empty] | 0 | 0 | 0 | 0 | 0 | Yes | Yes | Yes | Yes | Yes | 800 | 800 | 800 | 800 | 800 | [15 empty] | 0 | 0 | 0 | 0 | 0 | NA | NA | NA | NA | NA | [5 empty] | NA | NA | NA | NA | NA | 0 | 0 | 0 | 0 | 0 | [10 empty] | NA | NA | NA | NA | NA
0 | 0 | 0 |  | 0 |  | NA | 949 | 949 | 949 | 949 | 949 | 431 | 452 | 447 | 454 | 454 | 800 | 800 | 800 | 800 | 800 | [10 empty] | 0 | 0 | 0 | 0 | 0 | Yes | Yes | Yes | Yes | Yes | 11 | 11 | 11 | 11 | 11 | [15 empty] | 0 | 0 | 0 | 0 | 0 | NA | NA | NA | NA | NA | [5 empty] | NA | NA | NA | NA | NA | 0 | 0 | 0 | 0 | 0 | [10 empty] | NA | NA | NA | NA | NA
0 | 0 | 0 |  | 0 |  | NA | 431 | 452 | 447 | 454 | 454 | 800 | 800 | 800 | 800 | 800 | 11 | 11 | 11 | 11 | 11 | [10 empty] | 0 | 0 | 0 | 0 | 0 | Yes | Yes | Yes | Yes | Yes | 0.73 | 0.73 | 0.73 | 0.73 | 0.73 | [15 empty] | 0 | 0 | 0 | 0 | 0 | NA | NA | NA | NA | NA | [5 empty] | NA | NA | NA | NA | NA | 0 | 0 | 0 | 0 | 0 | [10 empty] | NA | NA | NA | NA | NA
Loganlea | F904/1 | Beenleigh |  | Rocky Point Tee |  | NA | 800 | 800 | 800 | 800 | 800 | 11 | 11 | 11 | 11 | 11 | 0.73 | 0.73 | 0.73 | 0.73 | 0.73 | [10 empty] | Rural | Rural | Rural | Rural | Rural | Yes | Yes | Yes | Yes | Yes | 800 | 800 | 800 | 800 | 800 | [15 empty] | 52 | 52 | 52 | 52 | 52 | NA | NA | NA | NA | NA | [5 empty] | NA | NA | NA | NA | NA | 52 | 52 | 52 | 52 | 52 | [10 empty] | NA | NA | NA | NA | NA
0 | 0 | 0 |  | 0 |  | NA | 11 | 11 | 11 | 11 | 11 | 0.73 | 0.73 | 0.73 | 0.73 | 0.73 | 800 | 800 | 800 | 800 | 800 | [10 empty] | 0 | 0 | 0 | 0 | 0 | Yes | Yes | Yes | Yes | Yes | 49 | 49 | 49 | 49 | 49 | [15 empty] | 0 | 0 | 0 | 0 | 0 | NA | NA | NA | NA | NA | [5 empty] | NA | NA | NA | NA | NA | 0 | 0 | 0 | 0 | 0 | [10 empty] | NA | NA | NA | NA | NA
0 | 0 | 0 |  | 0 |  | NA | 0.73 | 0.73 | 0.73 | 0.73 | 0.73 | 800 | 800 | 800 | 800 | 800 | 49 | 49 | 49 | 49 | 49 | [10 empty] | 0 | 0 | 0 | 0 | 0 | Yes | Yes | Yes | Yes | Yes | 868 | 868 | 868 | 868 | 868 | [15 empty] | 0 | 0 | 0 | 0 | 0 | NA | NA | NA | NA | NA | [5 empty] | NA | NA | NA | NA | NA | 0 | 0 | 0 | 0 | 0 | [10 empty] | NA | NA | NA | NA | NA
0 | 0 | 0 |  | 0 |  | NA | 800 | 800 | 800 | 800 | 800 | 49 | 49 | 49 | 49 | 49 | 868 | 868 | 868 | 868 | 868 | [10 empty] | 0 | 0 | 0 | 0 | 0 | Yes | Yes | Yes | Yes | Yes | 0 | 0 | 0 | 0 | 0 | [15 empty] | 0 | 0 | 0 | 0 | 0 | NA | NA | NA | NA | NA | [5 empty] | NA | NA | NA | NA | NA | 0 | 0 | 0 | 0 | 0 | [10 empty] | NA | NA | NA | NA | NA
0 | 0 | 0 |  | 0 |  | NA | 49 | 49 | 49 | 49 | 49 | 868 | 868 | 868 | 868 | 868 | 0 | 0 | 0 | 0 | 0 | [10 empty] | 0 | 0 | 0 | 0 | 0 | Yes | Yes | Yes | Yes | Yes | 0 | 0 | 0 | 0 | 0 | [15 empty] | 0 | 0 | 0 | 0 | 0 | NA | NA | NA | NA | NA | [5 empty] | NA | NA | NA | NA | NA | 0 | 0 | 0 | 0 | 0 | [10 empty] | NA | NA | NA | NA | NA
Loganlea | F904/2 | Rocky Point Tee |  | Rocky Point |  | NA | 868 | 868 | 868 | 868 | 868 | 0 | 0 | 0 | 0 | 0 | 0 | 0 | 0 | 0 | 0 | [10 empty] | Rural | Rural | Rural | Rural | Rural | Yes | Yes | Yes | Yes | Yes | 868 | 868 | 868 | 868 | 868 | [15 empty] | 52 | 52 | 52 | 52 | 52 | NA | NA | NA | NA | NA | [5 empty] | NA | NA | NA | NA | NA | 52 | 52 | 52 | 52 | 52 | [10 empty] | NA | NA | NA | NA | NA
0 | 0 | 0 |  | 0 |  | NA | 0 | 0 | 0 | 0 | 0 | 0 | 0 | 0 | 0 | 0 | 868 | 868 | 868 | 868 | 868 | [10 empty] | 0 | 0 | 0 | 0 | 0 | Yes | Yes | Yes | Yes | Yes | 0 | 0 | 0 | 0 | 0 | [15 empty] | 0 | 0 | 0 | 0 | 0 | NA | NA | NA | NA | NA | [5 empty] | NA | NA | NA | NA | NA | 0 | 0 | 0 | 0 | 0 | [10 empty] | NA | NA | NA | NA | NA
0 | 0 | 0 |  | 0 |  | NA | 0 | 0 | 0 | 0 | 0 | 868 | 868 | 868 | 868 | 868 | 0 | 0 | 0 | 0 | 0 | [10 empty] | 0 | 0 | 0 | 0 | 0 | Yes | Yes | Yes | Yes | Yes | 325 | 325 | 325 | 325 | 325 | [15 empty] | 0 | 0 | 0 | 0 | 0 | NA | NA | NA | NA | NA | [5 empty] | NA | NA | NA | NA | NA | 0 | 0 | 0 | 0 | 0 | [10 empty] | NA | NA | NA | NA | NA
0 | 0 | 0 |  | 0 |  | NA | 868 | 868 | 868 | 868 | 868 | 0 | 0 | 0 | 0 | 0 | 325 | 325 | 325 | 325 | 325 | [10 empty] | 0 | 0 | 0 | 0 | 0 | Yes | Yes | Yes | Yes | Yes | 9 | 9 | 9 | 9 | 9 | [15 empty] | 0 | 0 | 0 | 0 | 0 | NA | NA | NA | NA | NA | [5 empty] | NA | NA | NA | NA | NA | 0 | 0 | 0 | 0 | 0 | [10 empty] | NA | NA | NA | NA | NA
0 | 0 | 0 |  | 0 |  | NA | 0 | 0 | 0 | 0 | 0 | 325 | 325 | 325 | 325 | 325 | 9 | 9 | 9 | 9 | 9 | [10 empty] | 0 | 0 | 0 | 0 | 0 | Yes | Yes | Yes | Yes | Yes | 0.99 | 0.99 | 0.99 | 0.99 | 0.99 | [15 empty] | 0 | 0 | 0 | 0 | 0 | NA | NA | NA | NA | NA | [5 empty] | NA | NA | NA | NA | NA | 0 | 0 | 0 | 0 | 0 | [10 empty] | NA | NA | NA | NA | NA
Loganlea | F904/3 | Rocky Point Tee |  | Ibis |  | NA | 325 | 325 | 325 | 325 | 325 | 9 | 9 | 9 | 9 | 9 | 0.99 | 0.99 | 0.99 | 0.99 | 0.99 | [10 empty] | Rural | Rural | Rural | Rural | Rural | Yes | Yes | Yes | Yes | Yes | 325 | 325 | 325 | 325 | 325 | [15 empty] | 52 | 52 | 52 | 52 | 52 | NA | NA | NA | NA | NA | [5 empty] | NA | NA | NA | NA | NA | 52 | 52 | 52 | 52 | 52 | [10 empty] | NA | NA | NA | NA | NA
0 | 0 | 0 |  | 0 |  | NA | 9 | 9 | 9 | 9 | 9 | 0.99 | 0.99 | 0.99 | 0.99 | 0.99 | 325 | 325 | 325 | 325 | 325 | [10 empty] | 0 | 0 | 0 | 0 | 0 | Yes | Yes | Yes | Yes | Yes | 50 | 50 | 50 | 50 | 50 | [15 empty] | 0 | 0 | 0 | 0 | 0 | NA | NA | NA | NA | NA | [5 empty] | NA | NA | NA | NA | NA | 0 | 0 | 0 | 0 | 0 | [10 empty] | NA | NA | NA | NA | NA
0 | 0 | 0 |  | 0 |  | NA | 0.99 | 0.99 | 0.99 | 0.99 | 0.99 | 325 | 325 | 325 | 325 | 325 | 50 | 50 | 50 | 50 | 50 | [10 empty] | 0 | 0 | 0 | 0 | 0 | Yes | Yes | Yes | Yes | Yes | 690 | 690 | 690 | 690 | 690 | [15 empty] | 0 | 0 | 0 | 0 | 0 | NA | NA | NA | NA | NA | [5 empty] | NA | NA | NA | NA | NA | 0 | 0 | 0 | 0 | 0 | [10 empty] | NA | NA | NA | NA | NA
0 | 0 | 0 |  | 0 |  | NA | 325 | 325 | 325 | 325 | 325 | 50 | 50 | 50 | 50 | 50 | 690 | 690 | 690 | 690 | 690 | [10 empty] | 0 | 0 | 0 | 0 | 0 | Yes | Yes | Yes | Yes | Yes | 124 | 131 | 130 | 131 | 129 | [15 empty] | 0 | 0 | 0 | 0 | 0 | NA | NA | NA | NA | NA | [5 empty] | NA | NA | NA | NA | NA | 0 | 0 | 0 | 0 | 0 | [10 empty] | NA | NA | NA | NA | NA
0 | 0 | 0 |  | 0 |  | NA | 50 | 50 | 50 | 50 | 50 | 690 | 690 | 690 | 690 | 690 | 124 | 131 | 130 | 131 | 129 | [10 empty] | 0 | 0 | 0 | 0 | 0 | Yes | Yes | Yes | Yes | Yes | 0.99 | 0.99 | 0.99 | 0.99 | 0.99 | [15 empty] | 0 | 0 | 0 | 0 | 0 | NA | NA | NA | NA | NA | [5 empty] | NA | NA | NA | NA | NA | 0 | 0 | 0 | 0 | 0 | [10 empty] | NA | NA | NA | NA | NA
Middle Ridge | F726 | Postmans Ridge |  | Gatton |  | NA | 690 | 690 | 690 | 690 | 690 | 124 | 131 | 130 | 131 | 129 | 0.99 | 0.99 | 0.99 | 0.99 | 0.99 | [10 empty] | Rural | Rural | Rural | Rural | Rural | Yes | Yes | Yes | Yes | Yes | 690 | 690 | 690 | 690 | 690 | [15 empty] | 52 | 52 | 52 | 52 | 52 | NA | NA | NA | NA | NA | [5 empty] | NA | NA | NA | NA | NA | 52 | 52 | 52 | 52 | 52 | [10 empty] | NA | NA | NA | NA | NA
0 | 0 | 0 |  | 0 |  | NA | 124 | 131 | 130 | 131 | 129 | 0.99 | 0.99 | 0.99 | 0.99 | 0.99 | 690 | 690 | 690 | 690 | 690 | [10 empty] | 0 | 0 | 0 | 0 | 0 | Yes | Yes | Yes | Yes | Yes | 373 | 382 | 378 | 394 | 395 | [15 empty] | 0 | 0 | 0 | 0 | 0 | NA | NA | NA | NA | NA | [5 empty] | NA | NA | NA | NA | NA | 0 | 0 | 0 | 0 | 0 | [10 empty] | NA | NA | NA | NA | NA
0 | 0 | 0 |  | 0 |  | NA | 0.99 | 0.99 | 0.99 | 0.99 | 0.99 | 690 | 690 | 690 | 690 | 690 | 373 | 382 | 378 | 394 | 395 | [10 empty] | 0 | 0 | 0 | 0 | 0 | Yes | Yes | Yes | Yes | Yes | 690 | 690 | 690 | 690 | 690 | [15 empty] | 0 | 0 | 0 | 0 | 0 | NA | NA | NA | NA | NA | [5 empty] | NA | NA | NA | NA | NA | 0 | 0 | 0 | 0 | 0 | [10 empty] | NA | NA | NA | NA | NA
0 | 0 | 0 |  | 0 |  | NA | 690 | 690 | 690 | 690 | 690 | 373 | 382 | 378 | 394 | 395 | 690 | 690 | 690 | 690 | 690 | [10 empty] | 0 | 0 | 0 | 0 | 0 | Yes | Yes | Yes | Yes | Yes | 128 | 132 | 131 | 131 | 130 | [15 empty] | 0 | 0 | 0 | 0 | 0 | NA | NA | NA | NA | NA | [5 empty] | NA | NA | NA | NA | NA | 0 | 0 | 0 | 0 | 0 | [10 empty] | NA | NA | NA | NA | NA
0 | 0 | 0 |  | 0 |  | NA | 373 | 382 | 378 | 394 | 395 | 690 | 690 | 690 | 690 | 690 | 128 | 132 | 131 | 131 | 130 | [10 empty] | 0 | 0 | 0 | 0 | 0 | Yes | Yes | Yes | Yes | Yes | 1 | 1 | 1 | 1 | 1 | [15 empty] | 0 | 0 | 0 | 0 | 0 | NA | NA | NA | NA | NA | [5 empty] | NA | NA | NA | NA | NA | 0 | 0 | 0 | 0 | 0 | [10 empty] | NA | NA | NA | NA | NA
Middle Ridge | F727 | Middle Ridge |  | Postmans Ridge |  | NA | 690 | 690 | 690 | 690 | 690 | 128 | 132 | 131 | 131 | 130 | 1 | 1 | 1 | 1 | 1 | [10 empty] | Rural | Rural | Rural | Rural | Rural | Yes | Yes | Yes | Yes | Yes | 690 | 690 | 690 | 690 | 690 | [15 empty] | 52 | 52 | 52 | 52 | 52 | NA | NA | NA | NA | NA | [5 empty] | NA | NA | NA | NA | NA | 52 | 52 | 52 | 52 | 52 | [10 empty] | NA | NA | NA | NA | NA
0 | 0 | 0 |  | 0 |  | NA | 128 | 132 | 131 | 131 | 130 | 1 | 1 | 1 | 1 | 1 | 690 | 690 | 690 | 690 | 690 | [10 empty] | 0 | 0 | 0 | 0 | 0 | Yes | Yes | Yes | Yes | Yes | 263 | 270 | 268 | 270 | 271 | [15 empty] | 0 | 0 | 0 | 0 | 0 | NA | NA | NA | NA | NA | [5 empty] | NA | NA | NA | NA | NA | 0 | 0 | 0 | 0 | 0 | [10 empty] | NA | NA | NA | NA | NA
0 | 0 | 0 |  | 0 |  | NA | 1 | 1 | 1 | 1 | 1 | 690 | 690 | 690 | 690 | 690 | 263 | 270 | 268 | 270 | 271 | [10 empty] | 0 | 0 | 0 | 0 | 0 | Yes | Yes | Yes | Yes | Yes | 1280 | 1280 | 1280 | 1280 | 1280 | [15 empty] | 0 | 0 | 0 | 0 | 0 | NA | NA | NA | NA | NA | [5 empty] | NA | NA | NA | NA | NA | 0 | 0 | 0 | 0 | 0 | [10 empty] | NA | NA | NA | NA | NA
0 | 0 | 0 |  | 0 |  | NA | 690 | 690 | 690 | 690 | 690 | 263 | 270 | 268 | 270 | 271 | 1280 | 1280 | 1280 | 1280 | 1280 | [10 empty] | 0 | 0 | 0 | 0 | 0 | Yes | Yes | Yes | Yes | Yes | 149 | 152 | 152 | 152 | 151 | [15 empty] | 0 | 0 | 0 | 0 | 0 | NA | NA | NA | NA | NA | [5 empty] | NA | NA | NA | NA | NA | 0 | 0 | 0 | 0 | 0 | [10 empty] | NA | NA | NA | NA | NA
0 | 0 | 0 |  | 0 |  | NA | 263 | 270 | 268 | 270 | 271 | 1280 | 1280 | 1280 | 1280 | 1280 | 149 | 152 | 152 | 152 | 151 | [10 empty] | 0 | 0 | 0 | 0 | 0 | Yes | Yes | Yes | Yes | Yes | 0.97 | 0.97 | 0.97 | 0.97 | 0.97 | [15 empty] | 0 | 0 | 0 | 0 | 0 | NA | NA | NA | NA | NA | [5 empty] | NA | NA | NA | NA | NA | 0 | 0 | 0 | 0 | 0 | [10 empty] | NA | NA | NA | NA | NA
Middle Ridge | F7348 | Middle Ridge |  | Postmans Ridge |  | NA | 1280 | 1280 | 1280 | 1280 | 1280 | 149 | 152 | 152 | 152 | 151 | 0.97 | 0.97 | 0.97 | 0.97 | 0.97 | [10 empty] | Rural | Rural | Rural | Rural | Rural | Yes | Yes | Yes | Yes | Yes | 1280 | 1280 | 1280 | 1280 | 1280 | [15 empty] | 52 | 52 | 52 | 52 | 52 | NA | NA | NA | NA | NA | [5 empty] | NA | NA | NA | NA | NA | 52 | 52 | 52 | 52 | 52 | [10 empty] | NA | NA | NA | NA | NA
0 | 0 | 0 |  | 0 |  | NA | 149 | 152 | 152 | 152 | 151 | 0.97 | 0.97 | 0.97 | 0.97 | 0.97 | 1280 | 1280 | 1280 | 1280 | 1280 | [10 empty] | 0 | 0 | 0 | 0 | 0 | Yes | Yes | Yes | Yes | Yes | 280 | 285 | 282 | 291 | 292 | [15 empty] | 0 | 0 | 0 | 0 | 0 | NA | NA | NA | NA | NA | [5 empty] | NA | NA | NA | NA | NA | 0 | 0 | 0 | 0 | 0 | [10 empty] | NA | NA | NA | NA | NA
0 | 0 | 0 |  | 0 |  | NA | 0.97 | 0.97 | 0.97 | 0.97 | 0.97 | 1280 | 1280 | 1280 | 1280 | 1280 | 280 | 285 | 282 | 291 | 292 | [10 empty] | 0 | 0 | 0 | 0 | 0 | Yes | Yes | Yes | Yes | Yes | 1108 | 1108 | 1108 | 1108 | 1108 | [15 empty] | 0 | 0 | 0 | 0 | 0 | NA | NA | NA | NA | NA | [5 empty] | NA | NA | NA | NA | NA | 0 | 0 | 0 | 0 | 0 | [10 empty] | NA | NA | NA | NA | NA
0 | 0 | 0 |  | 0 |  | NA | 1280 | 1280 | 1280 | 1280 | 1280 | 280 | 285 | 282 | 291 | 292 | 1108 | 1108 | 1108 | 1108 | 1108 | [10 empty] | 0 | 0 | 0 | 0 | 0 | Yes | Yes | Yes | Yes | Yes | 328 | 329 | 331 | 319 | 324 | [15 empty] | 0 | 0 | 0 | 0 | 0 | NA | NA | NA | NA | NA | [5 empty] | NA | NA | NA | NA | NA | 0 | 0 | 0 | 0 | 0 | [10 empty] | NA | NA | NA | NA | NA
0 | 0 | 0 |  | 0 |  | NA | 280 | 285 | 282 | 291 | 292 | 1108 | 1108 | 1108 | 1108 | 1108 | 328 | 329 | 331 | 319 | 324 | [10 empty] | 0 | 0 | 0 | 0 | 0 | Yes | Yes | Yes | Yes | Yes | 0.99 | 0.99 | 0.99 | 0.98 | 0.98 | [15 empty] | 0 | 0 | 0 | 0 | 0 | NA | NA | NA | NA | NA | [5 empty] | NA | NA | NA | NA | NA | 0 | 0 | 0 | 0 | 0 | [10 empty] | NA | NA | NA | NA | NA
Molendinar | F7193 | Molendinar |  | Cades County |  | NA | 1108 | 1108 | 1108 | 1108 | 1108 | 328 | 329 | 331 | 319 | 324 | 0.99 | 0.99 | 0.99 | 0.98 | 0.98 | [10 empty] | Urban | Urban | Urban | Urban | Urban | Yes | Yes | Yes | Yes | Yes | 1108 | 1108 | 1108 | 1108 | 1108 | [15 empty] | 21 | 21 | 21 | 21 | 21 | NA | NA | NA | NA | NA | [5 empty] | NA | NA | NA | NA | NA | 21 | 21 | 21 | 21 | 21 | [10 empty] | NA | NA | NA | NA | NA
0 | 0 | 0 |  | 0 |  | NA | 328 | 329 | 331 | 319 | 324 | 0.99 | 0.99 | 0.99 | 0.98 | 0.98 | 1108 | 1108 | 1108 | 1108 | 1108 | [10 empty] | 0 | 0 | 0 | 0 | 0 | Yes | Yes | Yes | Yes | Yes | 552 | 558 | 564 | 536 | 543 | [15 empty] | 0 | 0 | 0 | 0 | 0 | NA | NA | NA | NA | NA | [5 empty] | NA | NA | NA | NA | NA | 0 | 0 | 0 | 0 | 0 | [10 empty] | NA | NA | NA | NA | NA
0 | 0 | 0 |  | 0 |  | NA | 0.99 | 0.99 | 0.99 | 0.98 | 0.98 | 1108 | 1108 | 1108 | 1108 | 1108 | 552 | 558 | 564 | 536 | 543 | [10 empty] | 0 | 0 | 0 | 0 | 0 | Yes | Yes | Yes | Yes | Yes | 1412 | 1412 | 1412 | 1412 | 1412 | [15 empty] | 0 | 0 | 0 | 0 | 0 | NA | NA | NA | NA | NA | [5 empty] | NA | NA | NA | NA | NA | 0 | 0 | 0 | 0 | 0 | [10 empty] | NA | NA | NA | NA | NA
0 | 0 | 0 |  | 0 |  | NA | 1108 | 1108 | 1108 | 1108 | 1108 | 552 | 558 | 564 | 536 | 543 | 1412 | 1412 | 1412 | 1412 | 1412 | [10 empty] | 0 | 0 | 0 | 0 | 0 | Yes | Yes | Yes | Yes | Yes | 28 | 26 | 27 | 69 | 69 | [15 empty] | 0 | 0 | 0 | 0 | 0 | NA | NA | NA | NA | NA | [5 empty] | NA | NA | NA | NA | NA | 0 | 0 | 0 | 0 | 0 | [10 empty] | NA | NA | NA | NA | NA
0 | 0 | 0 |  | 0 |  | NA | 552 | 558 | 564 | 536 | 543 | 1412 | 1412 | 1412 | 1412 | 1412 | 28 | 26 | 27 | 69 | 69 | [10 empty] | 0 | 0 | 0 | 0 | 0 | Yes | Yes | Yes | Yes | Yes | 0.69 | 0.67 | 0.71 | 1 | 1 | [15 empty] | 0 | 0 | 0 | 0 | 0 | NA | NA | NA | NA | NA | [5 empty] | NA | NA | NA | NA | NA | 0 | 0 | 0 | 0 | 0 | [10 empty] | NA | NA | NA | NA | NA
Molendinar | F7229 | Molendinar |  | Robina |  | NA | 1412 | 1412 | 1412 | 1412 | 1412 | 28 | 26 | 27 | 69 | 69 | 0.69 | 0.67 | 0.71 | 1 | 1 | [10 empty] | Urban | Urban | Urban | Urban | Urban | Yes | Yes | Yes | Yes | Yes | 1412 | 1412 | 1412 | 1412 | 1412 | [15 empty] | 21 | 21 | 21 | 21 | 21 | NA | NA | NA | NA | NA | [5 empty] | NA | NA | NA | NA | NA | 21 | 21 | 21 | 21 | 21 | [10 empty] | NA | NA | NA | NA | NA
0 | 0 | 0 |  | 0 |  | NA | 28 | 26 | 27 | 69 | 69 | 0.69 | 0.67 | 0.71 | 1 | 1 | 1412 | 1412 | 1412 | 1412 | 1412 | [10 empty] | 0 | 0 | 0 | 0 | 0 | Yes | Yes | Yes | Yes | Yes | 186 | 188 | 187 | 223 | 224 | [15 empty] | 0 | 0 | 0 | 0 | 0 | NA | NA | NA | NA | NA | [5 empty] | NA | NA | NA | NA | NA | 0 | 0 | 0 | 0 | 0 | [10 empty] | NA | NA | NA | NA | NA
0 | 0 | 0 |  | 0 |  | NA | 0.69 | 0.67 | 0.71 | 1 | 1 | 1412 | 1412 | 1412 | 1412 | 1412 | 186 | 188 | 187 | 223 | 224 | [10 empty] | 0 | 0 | 0 | 0 | 0 | Yes | Yes | Yes | Yes | Yes | 1088 | 1088 | 1088 | 1088 | 1088 | [15 empty] | 0 | 0 | 0 | 0 | 0 | NA | NA | NA | NA | NA | [5 empty] | NA | NA | NA | NA | NA | 0 | 0 | 0 | 0 | 0 | [10 empty] | NA | NA | NA | NA | NA
0 | 0 | 0 |  | 0 |  | NA | 1412 | 1412 | 1412 | 1412 | 1412 | 186 | 188 | 187 | 223 | 224 | 1088 | 1088 | 1088 | 1088 | 1088 | [10 empty] | 0 | 0 | 0 | 0 | 0 | Yes | Yes | Yes | Yes | Yes | 418 | 420 | 430 | 401 | 411 | [15 empty] | 0 | 0 | 0 | 0 | 0 | NA | NA | NA | NA | NA | [5 empty] | NA | NA | NA | NA | NA | 0 | 0 | 0 | 0 | 0 | [10 empty] | NA | NA | NA | NA | NA
0 | 0 | 0 |  | 0 |  | NA | 186 | 188 | 187 | 223 | 224 | 1088 | 1088 | 1088 | 1088 | 1088 | 418 | 420 | 430 | 401 | 411 | [10 empty] | 0 | 0 | 0 | 0 | 0 | Yes | Yes | Yes | Yes | Yes | 1 | 1 | 1 | 0.99 | 0.99 | [15 empty] | 0 | 0 | 0 | 0 | 0 | NA | NA | NA | NA | NA | [5 empty] | NA | NA | NA | NA | NA | 0 | 0 | 0 | 0 | 0 | [10 empty] | NA | NA | NA | NA | NA
Molendinar | F7283 | Cades County |  | Coomera |  | NA | 1088 | 1088 | 1088 | 1088 | 1088 | 418 | 420 | 430 | 401 | 411 | 1 | 1 | 1 | 0.99 | 0.99 | [10 empty] | Urban | Urban | Urban | Urban | Urban | Yes | Yes | Yes | Yes | Yes | 1088 | 1088 | 1088 | 1088 | 1088 | [15 empty] | 21 | 21 | 21 | 21 | 21 | NA | NA | NA | NA | NA | [5 empty] | NA | NA | NA | NA | NA | 21 | 21 | 21 | 21 | 21 | [10 empty] | NA | NA | NA | NA | NA
0 | 0 | 0 |  | 0 |  | NA | 418 | 420 | 430 | 401 | 411 | 1 | 1 | 1 | 0.99 | 0.99 | 1088 | 1088 | 1088 | 1088 | 1088 | [10 empty] | 0 | 0 | 0 | 0 | 0 | Yes | Yes | Yes | Yes | Yes | 638 | 647 | 647 | 659 | 667 | [15 empty] | 0 | 0 | 0 | 0 | 0 | NA | NA | NA | NA | NA | [5 empty] | NA | NA | NA | NA | NA | 0 | 0 | 0 | 0 | 0 | [10 empty] | NA | NA | NA | NA | NA
0 | 0 | 0 |  | 0 |  | NA | 1 | 1 | 1 | 0.99 | 0.99 | 1088 | 1088 | 1088 | 1088 | 1088 | 638 | 647 | 647 | 659 | 667 | [10 empty] | 0 | 0 | 0 | 0 | 0 | Yes | Yes | Yes | Yes | Yes | 1108 | 1108 | 1108 | 1108 | 1108 | [15 empty] | 0 | 0 | 0 | 0 | 0 | NA | NA | NA | NA | NA | [5 empty] | NA | NA | NA | NA | NA | 0 | 0 | 0 | 0 | 0 | [10 empty] | NA | NA | NA | NA | NA
0 | 0 | 0 |  | 0 |  | NA | 1088 | 1088 | 1088 | 1088 | 1088 | 638 | 647 | 647 | 659 | 667 | 1108 | 1108 | 1108 | 1108 | 1108 | [10 empty] | 0 | 0 | 0 | 0 | 0 | Yes | Yes | Yes | Yes | Yes | 328 | 329 | 331 | 319 | 324 | [15 empty] | 0 | 0 | 0 | 0 | 0 | NA | NA | NA | NA | NA | [5 empty] | NA | NA | NA | NA | NA | 0 | 0 | 0 | 0 | 0 | [10 empty] | NA | NA | NA | NA | NA
0 | 0 | 0 |  | 0 |  | NA | 638 | 647 | 647 | 659 | 667 | 1108 | 1108 | 1108 | 1108 | 1108 | 328 | 329 | 331 | 319 | 324 | [10 empty] | 0 | 0 | 0 | 0 | 0 | Yes | Yes | Yes | Yes | Yes | 0.99 | 0.99 | 0.99 | 0.98 | 0.98 | [15 empty] | 0 | 0 | 0 | 0 | 0 | NA | NA | NA | NA | NA | [5 empty] | NA | NA | NA | NA | NA | 0 | 0 | 0 | 0 | 0 | [10 empty] | NA | NA | NA | NA | NA
Molendinar | F7297 | Molendinar |  | Cades County |  | NA | 1108 | 1108 | 1108 | 1108 | 1108 | 328 | 329 | 331 | 319 | 324 | 0.99 | 0.99 | 0.99 | 0.98 | 0.98 | [10 empty] | Urban | Urban | Urban | Urban | Urban | Yes | Yes | Yes | Yes | Yes | 1108 | 1108 | 1108 | 1108 | 1108 | [15 empty] | 21 | 21 | 21 | 21 | 21 | NA | NA | NA | NA | NA | [5 empty] | NA | NA | NA | NA | NA | 21 | 21 | 21 | 21 | 21 | [10 empty] | NA | NA | NA | NA | NA
0 | 0 | 0 |  | 0 |  | NA | 328 | 329 | 331 | 319 | 324 | 0.99 | 0.99 | 0.99 | 0.98 | 0.98 | 1108 | 1108 | 1108 | 1108 | 1108 | [10 empty] | 0 | 0 | 0 | 0 | 0 | Yes | Yes | Yes | Yes | Yes | 552 | 558 | 564 | 536 | 543 | [15 empty] | 0 | 0 | 0 | 0 | 0 | NA | NA | NA | NA | NA | [5 empty] | NA | NA | NA | NA | NA | 0 | 0 | 0 | 0 | 0 | [10 empty] | NA | NA | NA | NA | NA
0 | 0 | 0 |  | 0 |  | NA | 0.99 | 0.99 | 0.99 | 0.98 | 0.98 | 1108 | 1108 | 1108 | 1108 | 1108 | 552 | 558 | 564 | 536 | 543 | [10 empty] | 0 | 0 | 0 | 0 | 0 | Yes | Yes | Yes | Yes | Yes | 1250 | 1250 | 1250 | 1250 | 1250 | [15 empty] | 0 | 0 | 0 | 0 | 0 | NA | NA | NA | NA | NA | [5 empty] | NA | NA | NA | NA | NA | 0 | 0 | 0 | 0 | 0 | [10 empty] | NA | NA | NA | NA | NA
0 | 0 | 0 |  | 0 |  | NA | 1108 | 1108 | 1108 | 1108 | 1108 | 552 | 558 | 564 | 536 | 543 | 1250 | 1250 | 1250 | 1250 | 1250 | [10 empty] | 0 | 0 | 0 | 0 | 0 | Yes | Yes | Yes | Yes | Yes | 143 | 141 | 141 | 191 | 191 | [15 empty] | 0 | 0 | 0 | 0 | 0 | NA | NA | NA | NA | NA | [5 empty] | NA | NA | NA | NA | NA | 0 | 0 | 0 | 0 | 0 | [10 empty] | NA | NA | NA | NA | NA
0 | 0 | 0 |  | 0 |  | NA | 552 | 558 | 564 | 536 | 543 | 1250 | 1250 | 1250 | 1250 | 1250 | 143 | 141 | 141 | 191 | 191 | [10 empty] | 0 | 0 | 0 | 0 | 0 | Yes | Yes | Yes | Yes | Yes | 1 | 1 | 1 | 1 | 1 | [15 empty] | 0 | 0 | 0 | 0 | 0 | NA | NA | NA | NA | NA | [5 empty] | NA | NA | NA | NA | NA | 0 | 0 | 0 | 0 | 0 | [10 empty] | NA | NA | NA | NA | NA
Molendinar | F798 | Molendinar |  | Nerang |  | NA | 1250 | 1250 | 1250 | 1250 | 1250 | 143 | 141 | 141 | 191 | 191 | 1 | 1 | 1 | 1 | 1 | [10 empty] | Urban | Urban | Urban | Urban | Urban | Yes | Yes | Yes | Yes | Yes | 1250 | 1250 | 1250 | 1250 | 1250 | [15 empty] | 21 | 21 | 21 | 21 | 21 | NA | NA | NA | NA | NA | [5 empty] | NA | NA | NA | NA | NA | 21 | 21 | 21 | 21 | 21 | [10 empty] | NA | NA | NA | NA | NA
0 | 0 | 0 |  | 0 |  | NA | 143 | 141 | 141 | 191 | 191 | 1 | 1 | 1 | 1 | 1 | 1250 | 1250 | 1250 | 1250 | 1250 | [10 empty] | 0 | 0 | 0 | 0 | 0 | Yes | Yes | Yes | Yes | Yes | 237 | 235 | 235 | 334 | 335 | [15 empty] | 0 | 0 | 0 | 0 | 0 | NA | NA | NA | NA | NA | [5 empty] | NA | NA | NA | NA | NA | 0 | 0 | 0 | 0 | 0 | [10 empty] | NA | NA | NA | NA | NA
0 | 0 | 0 |  | 0 |  | NA | 1 | 1 | 1 | 1 | 1 | 1250 | 1250 | 1250 | 1250 | 1250 | 237 | 235 | 235 | 334 | 335 | [10 empty] | 0 | 0 | 0 | 0 | 0 | Yes | Yes | Yes | Yes | Yes | 834 | 834 | 834 | 834 | 834 | [15 empty] | 0 | 0 | 0 | 0 | 0 | NA | NA | NA | NA | NA | [5 empty] | NA | NA | NA | NA | NA | 0 | 0 | 0 | 0 | 0 | [10 empty] | NA | NA | NA | NA | NA
0 | 0 | 0 |  | 0 |  | NA | 1250 | 1250 | 1250 | 1250 | 1250 | 237 | 235 | 235 | 334 | 335 | 834 | 834 | 834 | 834 | 834 | [10 empty] | 0 | 0 | 0 | 0 | 0 | Yes | Yes | Yes | Yes | Yes | 128 | 129 | 129 | 131 | 133 | [15 empty] | 0 | 0 | 0 | 0 | 0 | NA | NA | NA | NA | NA | [5 empty] | NA | NA | NA | NA | NA | 0 | 0 | 0 | 0 | 0 | [10 empty] | NA | NA | NA | NA | NA
0 | 0 | 0 |  | 0 |  | NA | 237 | 235 | 235 | 334 | 335 | 834 | 834 | 834 | 834 | 834 | 128 | 129 | 129 | 131 | 133 | [10 empty] | 0 | 0 | 0 | 0 | 0 | Yes | Yes | Yes | Yes | Yes | 0.99 | 0.99 | 0.99 | 0.99 | 0.99 | [15 empty] | 0 | 0 | 0 | 0 | 0 | NA | NA | NA | NA | NA | [5 empty] | NA | NA | NA | NA | NA | 0 | 0 | 0 | 0 | 0 | [10 empty] | NA | NA | NA | NA | NA
Molendinar | F907 | Molendinar |  | Southport |  | NA | 834 | 834 | 834 | 834 | 834 | 128 | 129 | 129 | 131 | 133 | 0.99 | 0.99 | 0.99 | 0.99 | 0.99 | [10 empty] | Urban | Urban | Urban | Urban | Urban | Yes | Yes | Yes | Yes | Yes | 834 | 834 | 834 | 834 | 834 | [15 empty] | 21 | 21 | 21 | 21 | 21 | NA | NA | NA | NA | NA | [5 empty] | NA | NA | NA | NA | NA | 21 | 21 | 21 | 21 | 21 | [10 empty] | NA | NA | NA | NA | NA
0 | 0 | 0 |  | 0 |  | NA | 128 | 129 | 129 | 131 | 133 | 0.99 | 0.99 | 0.99 | 0.99 | 0.99 | 834 | 834 | 834 | 834 | 834 | [10 empty] | 0 | 0 | 0 | 0 | 0 | Yes | Yes | Yes | Yes | Yes | 269 | 273 | 273 | 278 | 282 | [15 empty] | 0 | 0 | 0 | 0 | 0 | NA | NA | NA | NA | NA | [5 empty] | NA | NA | NA | NA | NA | 0 | 0 | 0 | 0 | 0 | [10 empty] | NA | NA | NA | NA | NA
0 | 0 | 0 |  | 0 |  | NA | 0.99 | 0.99 | 0.99 | 0.99 | 0.99 | 834 | 834 | 834 | 834 | 834 | 269 | 273 | 273 | 278 | 282 | [10 empty] | 0 | 0 | 0 | 0 | 0 | Yes | Yes | Yes | Yes | Yes | 1035 | 1035 | 1035 | 1035 | 1035 | [15 empty] | 0 | 0 | 0 | 0 | 0 | NA | NA | NA | NA | NA | [5 empty] | NA | NA | NA | NA | NA | 0 | 0 | 0 | 0 | 0 | [10 empty] | NA | NA | NA | NA | NA
0 | 0 | 0 |  | 0 |  | NA | 834 | 834 | 834 | 834 | 834 | 269 | 273 | 273 | 278 | 282 | 1035 | 1035 | 1035 | 1035 | 1035 | [10 empty] | 0 | 0 | 0 | 0 | 0 | Yes | Yes | Yes | Yes | Yes | 148 | 150 | 150 | 152 | 154 | [15 empty] | 0 | 0 | 0 | 0 | 0 | NA | NA | NA | NA | NA | [5 empty] | NA | NA | NA | NA | NA | 0 | 0 | 0 | 0 | 0 | [10 empty] | NA | NA | NA | NA | NA
0 | 0 | 0 |  | 0 |  | NA | 269 | 273 | 273 | 278 | 282 | 1035 | 1035 | 1035 | 1035 | 1035 | 148 | 150 | 150 | 152 | 154 | [10 empty] | 0 | 0 | 0 | 0 | 0 | Yes | Yes | Yes | Yes | Yes | 0.97 | 0.97 | 0.97 | 0.97 | 0.97 | [15 empty] | 0 | 0 | 0 | 0 | 0 | NA | NA | NA | NA | NA | [5 empty] | NA | NA | NA | NA | NA | 0 | 0 | 0 | 0 | 0 | [10 empty] | NA | NA | NA | NA | NA
Molendinar | F917 | Molendinar |  | Southport |  | NA | 1035 | 1035 | 1035 | 1035 | 1035 | 148 | 150 | 150 | 152 | 154 | 0.97 | 0.97 | 0.97 | 0.97 | 0.97 | [10 empty] | Urban | Urban | Urban | Urban | Urban | Yes | Yes | Yes | Yes | Yes | 1035 | 1035 | 1035 | 1035 | 1035 | [15 empty] | 21 | 21 | 21 | 21 | 21 | NA | NA | NA | NA | NA | [5 empty] | NA | NA | NA | NA | NA | 21 | 21 | 21 | 21 | 21 | [10 empty] | NA | NA | NA | NA | NA
0 | 0 | 0 |  | 0 |  | NA | 148 | 150 | 150 | 152 | 154 | 0.97 | 0.97 | 0.97 | 0.97 | 0.97 | 1035 | 1035 | 1035 | 1035 | 1035 | [10 empty] | 0 | 0 | 0 | 0 | 0 | Yes | Yes | Yes | Yes | Yes | 268 | 272 | 273 | 278 | 281 | [15 empty] | 0 | 0 | 0 | 0 | 0 | NA | NA | NA | NA | NA | [5 empty] | NA | NA | NA | NA | NA | 0 | 0 | 0 | 0 | 0 | [10 empty] | NA | NA | NA | NA | NA
0 | 0 | 0 |  | 0 |  | NA | 0.97 | 0.97 | 0.97 | 0.97 | 0.97 | 1035 | 1035 | 1035 | 1035 | 1035 | 268 | 272 | 273 | 278 | 281 | [10 empty] | 0 | 0 | 0 | 0 | 0 | Yes | Yes | Yes | Yes | Yes | 1100 | 1100 | 1100 | 1100 | 1100 | [15 empty] | 0 | 0 | 0 | 0 | 0 | NA | NA | NA | NA | NA | [5 empty] | NA | NA | NA | NA | NA | 0 | 0 | 0 | 0 | 0 | [10 empty] | NA | NA | NA | NA | NA
0 | 0 | 0 |  | 0 |  | NA | 1035 | 1035 | 1035 | 1035 | 1035 | 268 | 272 | 273 | 278 | 281 | 1100 | 1100 | 1100 | 1100 | 1100 | [10 empty] | 0 | 0 | 0 | 0 | 0 | Yes | Yes | Yes | Yes | Yes | 293 | 290 | 291 | 398 | 399 | [15 empty] | 0 | 0 | 0 | 0 | 0 | NA | NA | NA | NA | NA | [5 empty] | NA | NA | NA | NA | NA | 0 | 0 | 0 | 0 | 0 | [10 empty] | NA | NA | NA | NA | NA
0 | 0 | 0 |  | 0 |  | NA | 268 | 272 | 273 | 278 | 281 | 1100 | 1100 | 1100 | 1100 | 1100 | 293 | 290 | 291 | 398 | 399 | [10 empty] | 0 | 0 | 0 | 0 | 0 | Yes | Yes | Yes | Yes | Yes | 0.94 | 0.94 | 0.95 | 0.99 | 0.99 | [15 empty] | 0 | 0 | 0 | 0 | 0 | NA | NA | NA | NA | NA | [5 empty] | NA | NA | NA | NA | NA | 0 | 0 | 0 | 0 | 0 | [10 empty] | NA | NA | NA | NA | NA
Molendinar | F916 | Molendinar |  | Surfers Paradise |  | NA | 1100 | 1100 | 1100 | 1100 | 1100 | 293 | 290 | 291 | 398 | 399 | 0.94 | 0.94 | 0.95 | 0.99 | 0.99 | [10 empty] | Urban | Urban | Urban | Urban | Urban | Yes | Yes | Yes | Yes | Yes | 1100 | 1100 | 1100 | 1100 | 1100 | [15 empty] | 21 | 21 | 21 | 21 | 21 | NA | NA | NA | NA | NA | [5 empty] | NA | NA | NA | NA | NA | 21 | 21 | 21 | 21 | 21 | [10 empty] | NA | NA | NA | NA | NA
0 | 0 | 0 |  | 0 |  | NA | 293 | 290 | 291 | 398 | 399 | 0.94 | 0.94 | 0.95 | 0.99 | 0.99 | 1100 | 1100 | 1100 | 1100 | 1100 | [10 empty] | 0 | 0 | 0 | 0 | 0 | Yes | Yes | Yes | Yes | Yes | 440 | 439 | 441 | 616 | 619 | [15 empty] | 0 | 0 | 0 | 0 | 0 | NA | NA | NA | NA | NA | [5 empty] | NA | NA | NA | NA | NA | 0 | 0 | 0 | 0 | 0 | [10 empty] | NA | NA | NA | NA | NA
0 | 0 | 0 |  | 0 |  | NA | 0.94 | 0.94 | 0.95 | 0.99 | 0.99 | 1100 | 1100 | 1100 | 1100 | 1100 | 440 | 439 | 441 | 616 | 619 | [10 empty] | 0 | 0 | 0 | 0 | 0 | Yes | Yes | Yes | Yes | Yes | 1250 | 1250 | 1250 | 1250 | 1250 | [15 empty] | 0 | 0 | 0 | 0 | 0 | NA | NA | NA | NA | NA | [5 empty] | NA | NA | NA | NA | NA | 0 | 0 | 0 | 0 | 0 | [10 empty] | NA | NA | NA | NA | NA
0 | 0 | 0 |  | 0 |  | NA | 1100 | 1100 | 1100 | 1100 | 1100 | 440 | 439 | 441 | 616 | 619 | 1250 | 1250 | 1250 | 1250 | 1250 | [10 empty] | 0 | 0 | 0 | 0 | 0 | Yes | Yes | Yes | Yes | Yes | 84 | 85 | 83 | 33 | 35 | [15 empty] | 0 | 0 | 0 | 0 | 0 | NA | NA | NA | NA | NA | [5 empty] | NA | NA | NA | NA | NA | 0 | 0 | 0 | 0 | 0 | [10 empty] | NA | NA | NA | NA | NA
0 | 0 | 0 |  | 0 |  | NA | 440 | 439 | 441 | 616 | 619 | 1250 | 1250 | 1250 | 1250 | 1250 | 84 | 85 | 83 | 33 | 35 | [10 empty] | 0 | 0 | 0 | 0 | 0 | Yes | Yes | Yes | Yes | Yes | 0.9 | 0.91 | 0.91 | 0.82 | 0.81 | [15 empty] | 0 | 0 | 0 | 0 | 0 | NA | NA | NA | NA | NA | [5 empty] | NA | NA | NA | NA | NA | 0 | 0 | 0 | 0 | 0 | [10 empty] | NA | NA | NA | NA | NA
Mudgeeraba | F706 | Mudgeeraba |  | Nerang |  | NA | 1250 | 1250 | 1250 | 1250 | 1250 | 84 | 85 | 83 | 33 | 35 | 0.9 | 0.91 | 0.91 | 0.82 | 0.81 | [10 empty] | Urban | Urban | Urban | Urban | Urban | Yes | Yes | Yes | Yes | Yes | 1250 | 1250 | 1250 | 1250 | 1250 | [15 empty] | 21 | 21 | 21 | 21 | 21 | NA | NA | NA | NA | NA | [5 empty] | NA | NA | NA | NA | NA | 21 | 21 | 21 | 21 | 21 | [10 empty] | NA | NA | NA | NA | NA
0 | 0 | 0 |  | 0 |  | NA | 84 | 85 | 83 | 33 | 35 | 0.9 | 0.91 | 0.91 | 0.82 | 0.81 | 1250 | 1250 | 1250 | 1250 | 1250 | [10 empty] | 0 | 0 | 0 | 0 | 0 | Yes | Yes | Yes | Yes | Yes | 208 | 209 | 206 | 208 | 208 | [15 empty] | 0 | 0 | 0 | 0 | 0 | NA | NA | NA | NA | NA | [5 empty] | NA | NA | NA | NA | NA | 0 | 0 | 0 | 0 | 0 | [10 empty] | NA | NA | NA | NA | NA
0 | 0 | 0 |  | 0 |  | NA | 0.9 | 0.91 | 0.91 | 0.82 | 0.81 | 1250 | 1250 | 1250 | 1250 | 1250 | 208 | 209 | 206 | 208 | 208 | [10 empty] | 0 | 0 | 0 | 0 | 0 | Yes | Yes | Yes | Yes | Yes | 1267 | 1267 | 1267 | 1267 | 1267 | [15 empty] | 0 | 0 | 0 | 0 | 0 | NA | NA | NA | NA | NA | [5 empty] | NA | NA | NA | NA | NA | 0 | 0 | 0 | 0 | 0 | [10 empty] | NA | NA | NA | NA | NA
0 | 0 | 0 |  | 0 |  | NA | 1250 | 1250 | 1250 | 1250 | 1250 | 208 | 209 | 206 | 208 | 208 | 1267 | 1267 | 1267 | 1267 | 1267 | [10 empty] | 0 | 0 | 0 | 0 | 0 | Yes | Yes | Yes | Yes | Yes | 386 | 388 | 386 | 388 | 389 | [15 empty] | 0 | 0 | 0 | 0 | 0 | NA | NA | NA | NA | NA | [5 empty] | NA | NA | NA | NA | NA | 0 | 0 | 0 | 0 | 0 | [10 empty] | NA | NA | NA | NA | NA
0 | 0 | 0 |  | 0 |  | NA | 208 | 209 | 206 | 208 | 208 | 1267 | 1267 | 1267 | 1267 | 1267 | 386 | 388 | 386 | 388 | 389 | [10 empty] | 0 | 0 | 0 | 0 | 0 | Yes | Yes | Yes | Yes | Yes | 0.98 | 0.98 | 0.98 | 0.98 | 0.98 | [15 empty] | 0 | 0 | 0 | 0 | 0 | NA | NA | NA | NA | NA | [5 empty] | NA | NA | NA | NA | NA | 0 | 0 | 0 | 0 | 0 | [10 empty] | NA | NA | NA | NA | NA
Mudgeeraba | F754 | Mudgeeraba |  | Burleigh Heads |  | NA | 1267 | 1267 | 1267 | 1267 | 1267 | 386 | 388 | 386 | 388 | 389 | 0.98 | 0.98 | 0.98 | 0.98 | 0.98 | [10 empty] | Urban | Urban | Urban | Urban | Urban | Yes | Yes | Yes | Yes | Yes | 1267 | 1267 | 1267 | 1267 | 1267 | [15 empty] | 21 | 21 | 21 | 21 | 21 | NA | NA | NA | NA | NA | [5 empty] | NA | NA | NA | NA | NA | 21 | 21 | 21 | 21 | 21 | [10 empty] | NA | NA | NA | NA | NA
0 | 0 | 0 |  | 0 |  | NA | 386 | 388 | 386 | 388 | 389 | 0.98 | 0.98 | 0.98 | 0.98 | 0.98 | 1267 | 1267 | 1267 | 1267 | 1267 | [10 empty] | 0 | 0 | 0 | 0 | 0 | Yes | Yes | Yes | Yes | Yes | 765 | 770 | 765 | 772 | 774 | [15 empty] | 0 | 0 | 0 | 0 | 0 | NA | NA | NA | NA | NA | [5 empty] | NA | NA | NA | NA | NA | 0 | 0 | 0 | 0 | 0 | [10 empty] | NA | NA | NA | NA | NA
0 | 0 | 0 |  | 0 |  | NA | 0.98 | 0.98 | 0.98 | 0.98 | 0.98 | 1267 | 1267 | 1267 | 1267 | 1267 | 765 | 770 | 765 | 772 | 774 | [10 empty] | 0 | 0 | 0 | 0 | 0 | Yes | Yes | Yes | Yes | Yes | 1267 | 1267 | 1267 | 1267 | 1267 | [15 empty] | 0 | 0 | 0 | 0 | 0 | NA | NA | NA | NA | NA | [5 empty] | NA | NA | NA | NA | NA | 0 | 0 | 0 | 0 | 0 | [10 empty] | NA | NA | NA | NA | NA
0 | 0 | 0 |  | 0 |  | NA | 1267 | 1267 | 1267 | 1267 | 1267 | 765 | 770 | 765 | 772 | 774 | 1267 | 1267 | 1267 | 1267 | 1267 | [10 empty] | 0 | 0 | 0 | 0 | 0 | Yes | Yes | Yes | Yes | Yes | 387 | 389 | 386 | 388 | 389 | [15 empty] | 0 | 0 | 0 | 0 | 0 | NA | NA | NA | NA | NA | [5 empty] | NA | NA | NA | NA | NA | 0 | 0 | 0 | 0 | 0 | [10 empty] | NA | NA | NA | NA | NA
0 | 0 | 0 |  | 0 |  | NA | 765 | 770 | 765 | 772 | 774 | 1267 | 1267 | 1267 | 1267 | 1267 | 387 | 389 | 386 | 388 | 389 | [10 empty] | 0 | 0 | 0 | 0 | 0 | Yes | Yes | Yes | Yes | Yes | 0.98 | 0.98 | 0.98 | 0.98 | 0.98 | [15 empty] | 0 | 0 | 0 | 0 | 0 | NA | NA | NA | NA | NA | [5 empty] | NA | NA | NA | NA | NA | 0 | 0 | 0 | 0 | 0 | [10 empty] | NA | NA | NA | NA | NA
Mudgeeraba | F755 | Mudgeeraba |  | Burleigh Heads |  | NA | 1267 | 1267 | 1267 | 1267 | 1267 | 387 | 389 | 386 | 388 | 389 | 0.98 | 0.98 | 0.98 | 0.98 | 0.98 | [10 empty] | Urban | Urban | Urban | Urban | Urban | Yes | Yes | Yes | Yes | Yes | 1267 | 1267 | 1267 | 1267 | 1267 | [15 empty] | 21 | 21 | 21 | 21 | 21 | NA | NA | NA | NA | NA | [5 empty] | NA | NA | NA | NA | NA | 21 | 21 | 21 | 21 | 21 | [10 empty] | NA | NA | NA | NA | NA
0 | 0 | 0 |  | 0 |  | NA | 387 | 389 | 386 | 388 | 389 | 0.98 | 0.98 | 0.98 | 0.98 | 0.98 | 1267 | 1267 | 1267 | 1267 | 1267 | [10 empty] | 0 | 0 | 0 | 0 | 0 | Yes | Yes | Yes | Yes | Yes | 765 | 770 | 764 | 772 | 774 | [15 empty] | 0 | 0 | 0 | 0 | 0 | NA | NA | NA | NA | NA | [5 empty] | NA | NA | NA | NA | NA | 0 | 0 | 0 | 0 | 0 | [10 empty] | NA | NA | NA | NA | NA
0 | 0 | 0 |  | 0 |  | NA | 0.98 | 0.98 | 0.98 | 0.98 | 0.98 | 1267 | 1267 | 1267 | 1267 | 1267 | 765 | 770 | 764 | 772 | 774 | [10 empty] | 0 | 0 | 0 | 0 | 0 | Yes | Yes | Yes | Yes | Yes | 1412 | 1412 | 1412 | 1412 | 1412 | [15 empty] | 0 | 0 | 0 | 0 | 0 | NA | NA | NA | NA | NA | [5 empty] | NA | NA | NA | NA | NA | 0 | 0 | 0 | 0 | 0 | [10 empty] | NA | NA | NA | NA | NA
0 | 0 | 0 |  | 0 |  | NA | 1267 | 1267 | 1267 | 1267 | 1267 | 765 | 770 | 764 | 772 | 774 | 1412 | 1412 | 1412 | 1412 | 1412 | [10 empty] | 0 | 0 | 0 | 0 | 0 | Yes | Yes | Yes | Yes | Yes | 135 | 138 | 136 | 77 | 79 | [15 empty] | 0 | 0 | 0 | 0 | 0 | NA | NA | NA | NA | NA | [5 empty] | NA | NA | NA | NA | NA | 0 | 0 | 0 | 0 | 0 | [10 empty] | NA | NA | NA | NA | NA
0 | 0 | 0 |  | 0 |  | NA | 765 | 770 | 764 | 772 | 774 | 1412 | 1412 | 1412 | 1412 | 1412 | 135 | 138 | 136 | 77 | 79 | [10 empty] | 0 | 0 | 0 | 0 | 0 | Yes | Yes | Yes | Yes | Yes | 0.98 | 0.98 | 0.98 | 1 | 0.99 | [15 empty] | 0 | 0 | 0 | 0 | 0 | NA | NA | NA | NA | NA | [5 empty] | NA | NA | NA | NA | NA | 0 | 0 | 0 | 0 | 0 | [10 empty] | NA | NA | NA | NA | NA
Mudgeeraba | F779 | Mudgeeraba |  | Merrimac |  | NA | 1412 | 1412 | 1412 | 1412 | 1412 | 135 | 138 | 136 | 77 | 79 | 0.98 | 0.98 | 0.98 | 1 | 0.99 | [10 empty] | Urban | Urban | Urban | Urban | Urban | Yes | Yes | Yes | Yes | Yes | 1412 | 1412 | 1412 | 1412 | 1412 | [15 empty] | 21 | 21 | 21 | 21 | 21 | NA | NA | NA | NA | NA | [5 empty] | NA | NA | NA | NA | NA | 21 | 21 | 21 | 21 | 21 | [10 empty] | NA | NA | NA | NA | NA
0 | 0 | 0 |  | 0 |  | NA | 135 | 138 | 136 | 77 | 79 | 0.98 | 0.98 | 0.98 | 1 | 0.99 | 1412 | 1412 | 1412 | 1412 | 1412 | [10 empty] | 0 | 0 | 0 | 0 | 0 | Yes | Yes | Yes | Yes | Yes | 263 | 265 | 264 | 268 | 269 | [15 empty] | 0 | 0 | 0 | 0 | 0 | NA | NA | NA | NA | NA | [5 empty] | NA | NA | NA | NA | NA | 0 | 0 | 0 | 0 | 0 | [10 empty] | NA | NA | NA | NA | NA
0 | 0 | 0 |  | 0 |  | NA | 0.98 | 0.98 | 0.98 | 1 | 0.99 | 1412 | 1412 | 1412 | 1412 | 1412 | 263 | 265 | 264 | 268 | 269 | [10 empty] | 0 | 0 | 0 | 0 | 0 | Yes | Yes | Yes | Yes | Yes | 1412 | 1412 | 1412 | 1412 | 1412 | [15 empty] | 0 | 0 | 0 | 0 | 0 | NA | NA | NA | NA | NA | [5 empty] | NA | NA | NA | NA | NA | 0 | 0 | 0 | 0 | 0 | [10 empty] | NA | NA | NA | NA | NA
0 | 0 | 0 |  | 0 |  | NA | 1412 | 1412 | 1412 | 1412 | 1412 | 263 | 265 | 264 | 268 | 269 | 1412 | 1412 | 1412 | 1412 | 1412 | [10 empty] | 0 | 0 | 0 | 0 | 0 | Yes | Yes | Yes | Yes | Yes | 135 | 138 | 136 | 77 | 79 | [15 empty] | 0 | 0 | 0 | 0 | 0 | NA | NA | NA | NA | NA | [5 empty] | NA | NA | NA | NA | NA | 0 | 0 | 0 | 0 | 0 | [10 empty] | NA | NA | NA | NA | NA
0 | 0 | 0 |  | 0 |  | NA | 263 | 265 | 264 | 268 | 269 | 1412 | 1412 | 1412 | 1412 | 1412 | 135 | 138 | 136 | 77 | 79 | [10 empty] | 0 | 0 | 0 | 0 | 0 | Yes | Yes | Yes | Yes | Yes | 0.98 | 0.98 | 0.98 | 1 | 0.99 | [15 empty] | 0 | 0 | 0 | 0 | 0 | NA | NA | NA | NA | NA | [5 empty] | NA | NA | NA | NA | NA | 0 | 0 | 0 | 0 | 0 | [10 empty] | NA | NA | NA | NA | NA
Mudgeeraba | F780 | Mudgeeraba |  | Merrimac |  | NA | 1412 | 1412 | 1412 | 1412 | 1412 | 135 | 138 | 136 | 77 | 79 | 0.98 | 0.98 | 0.98 | 1 | 0.99 | [10 empty] | Urban | Urban | Urban | Urban | Urban | Yes | Yes | Yes | Yes | Yes | 1412 | 1412 | 1412 | 1412 | 1412 | [15 empty] | 21 | 21 | 21 | 21 | 21 | NA | NA | NA | NA | NA | [5 empty] | NA | NA | NA | NA | NA | 21 | 21 | 21 | 21 | 21 | [10 empty] | NA | NA | NA | NA | NA
0 | 0 | 0 |  | 0 |  | NA | 135 | 138 | 136 | 77 | 79 | 0.98 | 0.98 | 0.98 | 1 | 0.99 | 1412 | 1412 | 1412 | 1412 | 1412 | [10 empty] | 0 | 0 | 0 | 0 | 0 | Yes | Yes | Yes | Yes | Yes | 263 | 265 | 264 | 268 | 269 | [15 empty] | 0 | 0 | 0 | 0 | 0 | NA | NA | NA | NA | NA | [5 empty] | NA | NA | NA | NA | NA | 0 | 0 | 0 | 0 | 0 | [10 empty] | NA | NA | NA | NA | NA
0 | 0 | 0 |  | 0 |  | NA | 0.98 | 0.98 | 0.98 | 1 | 0.99 | 1412 | 1412 | 1412 | 1412 | 1412 | 263 | 265 | 264 | 268 | 269 | [10 empty] | 0 | 0 | 0 | 0 | 0 | Yes | Yes | Yes | Yes | Yes | 1412 | 1412 | 1412 | 1412 | 1412 | [15 empty] | 0 | 0 | 0 | 0 | 0 | NA | NA | NA | NA | NA | [5 empty] | NA | NA | NA | NA | NA | 0 | 0 | 0 | 0 | 0 | [10 empty] | NA | NA | NA | NA | NA
0 | 0 | 0 |  | 0 |  | NA | 1412 | 1412 | 1412 | 1412 | 1412 | 263 | 265 | 264 | 268 | 269 | 1412 | 1412 | 1412 | 1412 | 1412 | [10 empty] | 0 | 0 | 0 | 0 | 0 | Yes | Yes | Yes | Yes | Yes | 185 | 187 | 185 | 134 | 136 | [15 empty] | 0 | 0 | 0 | 0 | 0 | NA | NA | NA | NA | NA | [5 empty] | NA | NA | NA | NA | NA | 0 | 0 | 0 | 0 | 0 | [10 empty] | NA | NA | NA | NA | NA
0 | 0 | 0 |  | 0 |  | NA | 263 | 265 | 264 | 268 | 269 | 1412 | 1412 | 1412 | 1412 | 1412 | 185 | 187 | 185 | 134 | 136 | [10 empty] | 0 | 0 | 0 | 0 | 0 | Yes | Yes | Yes | Yes | Yes | 0.94 | 0.94 | 0.94 | 0.94 | 0.94 | [15 empty] | 0 | 0 | 0 | 0 | 0 | NA | NA | NA | NA | NA | [5 empty] | NA | NA | NA | NA | NA | 0 | 0 | 0 | 0 | 0 | [10 empty] | NA | NA | NA | NA | NA
Mudgeeraba | F794 | Mudgeeraba |  | Robina |  | NA | 1412 | 1412 | 1412 | 1412 | 1412 | 185 | 187 | 185 | 134 | 136 | 0.94 | 0.94 | 0.94 | 0.94 | 0.94 | [10 empty] | Urban | Urban | Urban | Urban | Urban | Yes | Yes | Yes | Yes | Yes | 1412 | 1412 | 1412 | 1412 | 1412 | [15 empty] | 21 | 21 | 21 | 21 | 21 | NA | NA | NA | NA | NA | [5 empty] | NA | NA | NA | NA | NA | 21 | 21 | 21 | 21 | 21 | [10 empty] | NA | NA | NA | NA | NA
0 | 0 | 0 |  | 0 |  | NA | 185 | 187 | 185 | 134 | 136 | 0.94 | 0.94 | 0.94 | 0.94 | 0.94 | 1412 | 1412 | 1412 | 1412 | 1412 | [10 empty] | 0 | 0 | 0 | 0 | 0 | Yes | Yes | Yes | Yes | Yes | 270 | 274 | 273 | 226 | 227 | [15 empty] | 0 | 0 | 0 | 0 | 0 | NA | NA | NA | NA | NA | [5 empty] | NA | NA | NA | NA | NA | 0 | 0 | 0 | 0 | 0 | [10 empty] | NA | NA | NA | NA | NA
0 | 0 | 0 |  | 0 |  | NA | 0.94 | 0.94 | 0.94 | 0.94 | 0.94 | 1412 | 1412 | 1412 | 1412 | 1412 | 270 | 274 | 273 | 226 | 227 | [10 empty] | 0 | 0 | 0 | 0 | 0 | Yes | Yes | Yes | Yes | Yes | 574 | 574 | 574 | 574 | 574 | [15 empty] | 0 | 0 | 0 | 0 | 0 | NA | NA | NA | NA | NA | [5 empty] | NA | NA | NA | NA | NA | 0 | 0 | 0 | 0 | 0 | [10 empty] | NA | NA | NA | NA | NA
0 | 0 | 0 |  | 0 |  | NA | 1412 | 1412 | 1412 | 1412 | 1412 | 270 | 274 | 273 | 226 | 227 | 574 | 574 | 574 | 574 | 574 | [10 empty] | 0 | 0 | 0 | 0 | 0 | Yes | Yes | Yes | Yes | Yes | 49 | 47 | 46 | 82 | 82 | [15 empty] | 0 | 0 | 0 | 0 | 0 | NA | NA | NA | NA | NA | [5 empty] | NA | NA | NA | NA | NA | 0 | 0 | 0 | 0 | 0 | [10 empty] | NA | NA | NA | NA | NA
0 | 0 | 0 |  | 0 |  | NA | 270 | 274 | 273 | 226 | 227 | 574 | 574 | 574 | 574 | 574 | 49 | 47 | 46 | 82 | 82 | [10 empty] | 0 | 0 | 0 | 0 | 0 | Yes | Yes | Yes | Yes | Yes | 0.75 | 0.73 | 0.76 | 1 | 1 | [15 empty] | 0 | 0 | 0 | 0 | 0 | NA | NA | NA | NA | NA | [5 empty] | NA | NA | NA | NA | NA | 0 | 0 | 0 | 0 | 0 | [10 empty] | NA | NA | NA | NA | NA
Mudgeeraba | F826 | Broadbeach |  | Surfers Paradise |  | NA | 574 | 574 | 574 | 574 | 574 | 49 | 47 | 46 | 82 | 82 | 0.75 | 0.73 | 0.76 | 1 | 1 | [10 empty] | Urban | Urban | Urban | Urban | Urban | Yes | Yes | Yes | Yes | Yes | 574 | 574 | 574 | 574 | 574 | [15 empty] | 21 | 21 | 21 | 21 | 21 | NA | NA | NA | NA | NA | [5 empty] | NA | NA | NA | NA | NA | 21 | 21 | 21 | 21 | 21 | [10 empty] | NA | NA | NA | NA | NA
0 | 0 | 0 |  | 0 |  | NA | 49 | 47 | 46 | 82 | 82 | 0.75 | 0.73 | 0.76 | 1 | 1 | 574 | 574 | 574 | 574 | 574 | [10 empty] | 0 | 0 | 0 | 0 | 0 | Yes | Yes | Yes | Yes | Yes | 115 | 116 | 116 | 193 | 193 | [15 empty] | 0 | 0 | 0 | 0 | 0 | NA | NA | NA | NA | NA | [5 empty] | NA | NA | NA | NA | NA | 0 | 0 | 0 | 0 | 0 | [10 empty] | NA | NA | NA | NA | NA
0 | 0 | 0 |  | 0 |  | NA | 0.75 | 0.73 | 0.76 | 1 | 1 | 574 | 574 | 574 | 574 | 574 | 115 | 116 | 116 | 193 | 193 | [10 empty] | 0 | 0 | 0 | 0 | 0 | Yes | Yes | Yes | Yes | Yes | 574 | 574 | 574 | 574 | 574 | [15 empty] | 0 | 0 | 0 | 0 | 0 | NA | NA | NA | NA | NA | [5 empty] | NA | NA | NA | NA | NA | 0 | 0 | 0 | 0 | 0 | [10 empty] | NA | NA | NA | NA | NA
0 | 0 | 0 |  | 0 |  | NA | 574 | 574 | 574 | 574 | 574 | 115 | 116 | 116 | 193 | 193 | 574 | 574 | 574 | 574 | 574 | [10 empty] | 0 | 0 | 0 | 0 | 0 | Yes | Yes | Yes | Yes | Yes | 49 | 47 | 46 | 82 | 82 | [15 empty] | 0 | 0 | 0 | 0 | 0 | NA | NA | NA | NA | NA | [5 empty] | NA | NA | NA | NA | NA | 0 | 0 | 0 | 0 | 0 | [10 empty] | NA | NA | NA | NA | NA
0 | 0 | 0 |  | 0 |  | NA | 115 | 116 | 116 | 193 | 193 | 574 | 574 | 574 | 574 | 574 | 49 | 47 | 46 | 82 | 82 | [10 empty] | 0 | 0 | 0 | 0 | 0 | Yes | Yes | Yes | Yes | Yes | 0.74 | 0.73 | 0.76 | 1 | 1 | [15 empty] | 0 | 0 | 0 | 0 | 0 | NA | NA | NA | NA | NA | [5 empty] | NA | NA | NA | NA | NA | 0 | 0 | 0 | 0 | 0 | [10 empty] | NA | NA | NA | NA | NA
Mudgeeraba | F827 | Broadbeach |  | Surfers Paradise |  | NA | 574 | 574 | 574 | 574 | 574 | 49 | 47 | 46 | 82 | 82 | 0.74 | 0.73 | 0.76 | 1 | 1 | [10 empty] | Urban | Urban | Urban | Urban | Urban | Yes | Yes | Yes | Yes | Yes | 574 | 574 | 574 | 574 | 574 | [15 empty] | 21 | 21 | 21 | 21 | 21 | NA | NA | NA | NA | NA | [5 empty] | NA | NA | NA | NA | NA | 21 | 21 | 21 | 21 | 21 | [10 empty] | NA | NA | NA | NA | NA
0 | 0 | 0 |  | 0 |  | NA | 49 | 47 | 46 | 82 | 82 | 0.74 | 0.73 | 0.76 | 1 | 1 | 574 | 574 | 574 | 574 | 574 | [10 empty] | 0 | 0 | 0 | 0 | 0 | Yes | Yes | Yes | Yes | Yes | 115 | 116 | 116 | 193 | 193 | [15 empty] | 0 | 0 | 0 | 0 | 0 | NA | NA | NA | NA | NA | [5 empty] | NA | NA | NA | NA | NA | 0 | 0 | 0 | 0 | 0 | [10 empty] | NA | NA | NA | NA | NA
0 | 0 | 0 |  | 0 |  | NA | 0.74 | 0.73 | 0.76 | 1 | 1 | 574 | 574 | 574 | 574 | 574 | 115 | 116 | 116 | 193 | 193 | [10 empty] | 0 | 0 | 0 | 0 | 0 | Yes | Yes | Yes | Yes | Yes | 1347 | 1347 | 1347 | 1347 | 1347 | [15 empty] | 0 | 0 | 0 | 0 | 0 | NA | NA | NA | NA | NA | [5 empty] | NA | NA | NA | NA | NA | 0 | 0 | 0 | 0 | 0 | [10 empty] | NA | NA | NA | NA | NA
0 | 0 | 0 |  | 0 |  | NA | 574 | 574 | 574 | 574 | 574 | 115 | 116 | 116 | 193 | 193 | 1347 | 1347 | 1347 | 1347 | 1347 | [10 empty] | 0 | 0 | 0 | 0 | 0 | Yes | Yes | Yes | Yes | Yes | 65 | 65 | 64 | 64 | 63 | [15 empty] | 0 | 0 | 0 | 0 | 0 | NA | NA | NA | NA | NA | [5 empty] | NA | NA | NA | NA | NA | 0 | 0 | 0 | 0 | 0 | [10 empty] | NA | NA | NA | NA | NA
0 | 0 | 0 |  | 0 |  | NA | 115 | 116 | 116 | 193 | 193 | 1347 | 1347 | 1347 | 1347 | 1347 | 65 | 65 | 64 | 64 | 63 | [10 empty] | 0 | 0 | 0 | 0 | 0 | Yes | Yes | Yes | Yes | Yes | 1 | 1 | 1 | 1 | 1 | [15 empty] | 0 | 0 | 0 | 0 | 0 | NA | NA | NA | NA | NA | [5 empty] | NA | NA | NA | NA | NA | 0 | 0 | 0 | 0 | 0 | [10 empty] | NA | NA | NA | NA | NA
Mudgeeraba | F838 | Mudgeeraba |  | Varsity Lakes |  | NA | 1347 | 1347 | 1347 | 1347 | 1347 | 65 | 65 | 64 | 64 | 63 | 1 | 1 | 1 | 1 | 1 | [10 empty] | Urban | Urban | Urban | Urban | Urban | Yes | Yes | Yes | Yes | Yes | 1347 | 1347 | 1347 | 1347 | 1347 | [15 empty] | 21 | 21 | 21 | 21 | 21 | NA | NA | NA | NA | NA | [5 empty] | NA | NA | NA | NA | NA | 21 | 21 | 21 | 21 | 21 | [10 empty] | NA | NA | NA | NA | NA
0 | 0 | 0 |  | 0 |  | NA | 65 | 65 | 64 | 64 | 63 | 1 | 1 | 1 | 1 | 1 | 1347 | 1347 | 1347 | 1347 | 1347 | [10 empty] | 0 | 0 | 0 | 0 | 0 | Yes | Yes | Yes | Yes | Yes | 126 | 126 | 124 | 125 | 124 | [15 empty] | 0 | 0 | 0 | 0 | 0 | NA | NA | NA | NA | NA | [5 empty] | NA | NA | NA | NA | NA | 0 | 0 | 0 | 0 | 0 | [10 empty] | NA | NA | NA | NA | NA
0 | 0 | 0 |  | 0 |  | NA | 1 | 1 | 1 | 1 | 1 | 1347 | 1347 | 1347 | 1347 | 1347 | 126 | 126 | 124 | 125 | 124 | [10 empty] | 0 | 0 | 0 | 0 | 0 | Yes | Yes | Yes | Yes | Yes | 1347 | 1347 | 1347 | 1347 | 1347 | [15 empty] | 0 | 0 | 0 | 0 | 0 | NA | NA | NA | NA | NA | [5 empty] | NA | NA | NA | NA | NA | 0 | 0 | 0 | 0 | 0 | [10 empty] | NA | NA | NA | NA | NA
0 | 0 | 0 |  | 0 |  | NA | 1347 | 1347 | 1347 | 1347 | 1347 | 126 | 126 | 124 | 125 | 124 | 1347 | 1347 | 1347 | 1347 | 1347 | [10 empty] | 0 | 0 | 0 | 0 | 0 | Yes | Yes | Yes | Yes | Yes | 65 | 65 | 64 | 64 | 63 | [15 empty] | 0 | 0 | 0 | 0 | 0 | NA | NA | NA | NA | NA | [5 empty] | NA | NA | NA | NA | NA | 0 | 0 | 0 | 0 | 0 | [10 empty] | NA | NA | NA | NA | NA
0 | 0 | 0 |  | 0 |  | NA | 126 | 126 | 124 | 125 | 124 | 1347 | 1347 | 1347 | 1347 | 1347 | 65 | 65 | 64 | 64 | 63 | [10 empty] | 0 | 0 | 0 | 0 | 0 | Yes | Yes | Yes | Yes | Yes | 1 | 1 | 1 | 1 | 1 | [15 empty] | 0 | 0 | 0 | 0 | 0 | NA | NA | NA | NA | NA | [5 empty] | NA | NA | NA | NA | NA | 0 | 0 | 0 | 0 | 0 | [10 empty] | NA | NA | NA | NA | NA
Mudgeeraba | F839 | Mudgeeraba |  | Varsity Lakes |  | NA | 1347 | 1347 | 1347 | 1347 | 1347 | 65 | 65 | 64 | 64 | 63 | 1 | 1 | 1 | 1 | 1 | [10 empty] | Urban | Urban | Urban | Urban | Urban | Yes | Yes | Yes | Yes | Yes | 1347 | 1347 | 1347 | 1347 | 1347 | [15 empty] | 21 | 21 | 21 | 21 | 21 | NA | NA | NA | NA | NA | [5 empty] | NA | NA | NA | NA | NA | 21 | 21 | 21 | 21 | 21 | [10 empty] | NA | NA | NA | NA | NA
0 | 0 | 0 |  | 0 |  | NA | 65 | 65 | 64 | 64 | 63 | 1 | 1 | 1 | 1 | 1 | 1347 | 1347 | 1347 | 1347 | 1347 | [10 empty] | 0 | 0 | 0 | 0 | 0 | Yes | Yes | Yes | Yes | Yes | 126 | 126 | 124 | 125 | 124 | [15 empty] | 0 | 0 | 0 | 0 | 0 | NA | NA | NA | NA | NA | [5 empty] | NA | NA | NA | NA | NA | 0 | 0 | 0 | 0 | 0 | [10 empty] | NA | NA | NA | NA | NA
0 | 0 | 0 |  | 0 |  | NA | 1 | 1 | 1 | 1 | 1 | 1347 | 1347 | 1347 | 1347 | 1347 | 126 | 126 | 124 | 125 | 124 | [10 empty] | 0 | 0 | 0 | 0 | 0 | Yes | Yes | Yes | Yes | Yes | 1286 | 1286 | 1286 | 1286 | 1286 | [15 empty] | 0 | 0 | 0 | 0 | 0 | NA | NA | NA | NA | NA | [5 empty] | NA | NA | NA | NA | NA | 0 | 0 | 0 | 0 | 0 | [10 empty] | NA | NA | NA | NA | NA
0 | 0 | 0 |  | 0 |  | NA | 1347 | 1347 | 1347 | 1347 | 1347 | 126 | 126 | 124 | 125 | 124 | 1286 | 1286 | 1286 | 1286 | 1286 | [10 empty] | 0 | 0 | 0 | 0 | 0 | Yes | Yes | Yes | Yes | Yes | 89 | 91 | 89 | 32 | 34 | [15 empty] | 0 | 0 | 0 | 0 | 0 | NA | NA | NA | NA | NA | [5 empty] | NA | NA | NA | NA | NA | 0 | 0 | 0 | 0 | 0 | [10 empty] | NA | NA | NA | NA | NA
0 | 0 | 0 |  | 0 |  | NA | 126 | 126 | 124 | 125 | 124 | 1286 | 1286 | 1286 | 1286 | 1286 | 89 | 91 | 89 | 32 | 34 | [10 empty] | 0 | 0 | 0 | 0 | 0 | Yes | Yes | Yes | Yes | Yes | 0.96 | 0.96 | 0.97 | 0.98 | 0.97 | [15 empty] | 0 | 0 | 0 | 0 | 0 | NA | NA | NA | NA | NA | [5 empty] | NA | NA | NA | NA | NA | 0 | 0 | 0 | 0 | 0 | [10 empty] | NA | NA | NA | NA | NA
Mudgeeraba | F918 | Merrimac |  | Broadbeach |  | NA | 1286 | 1286 | 1286 | 1286 | 1286 | 89 | 91 | 89 | 32 | 34 | 0.96 | 0.96 | 0.97 | 0.98 | 0.97 | [10 empty] | Urban | Urban | Urban | Urban | Urban | Yes | Yes | Yes | Yes | Yes | 1286 | 1286 | 1286 | 1286 | 1286 | [15 empty] | 21 | 21 | 21 | 21 | 21 | NA | NA | NA | NA | NA | [5 empty] | NA | NA | NA | NA | NA | 21 | 21 | 21 | 21 | 21 | [10 empty] | NA | NA | NA | NA | NA
0 | 0 | 0 |  | 0 |  | NA | 89 | 91 | 89 | 32 | 34 | 0.96 | 0.96 | 0.97 | 0.98 | 0.97 | 1286 | 1286 | 1286 | 1286 | 1286 | [10 empty] | 0 | 0 | 0 | 0 | 0 | Yes | Yes | Yes | Yes | Yes | 213 | 215 | 214 | 218 | 220 | [15 empty] | 0 | 0 | 0 | 0 | 0 | NA | NA | NA | NA | NA | [5 empty] | NA | NA | NA | NA | NA | 0 | 0 | 0 | 0 | 0 | [10 empty] | NA | NA | NA | NA | NA
0 | 0 | 0 |  | 0 |  | NA | 0.96 | 0.96 | 0.97 | 0.98 | 0.97 | 1286 | 1286 | 1286 | 1286 | 1286 | 213 | 215 | 214 | 218 | 220 | [10 empty] | 0 | 0 | 0 | 0 | 0 | Yes | Yes | Yes | Yes | Yes | 1286 | 1286 | 1286 | 1286 | 1286 | [15 empty] | 0 | 0 | 0 | 0 | 0 | NA | NA | NA | NA | NA | [5 empty] | NA | NA | NA | NA | NA | 0 | 0 | 0 | 0 | 0 | [10 empty] | NA | NA | NA | NA | NA
0 | 0 | 0 |  | 0 |  | NA | 1286 | 1286 | 1286 | 1286 | 1286 | 213 | 215 | 214 | 218 | 220 | 1286 | 1286 | 1286 | 1286 | 1286 | [10 empty] | 0 | 0 | 0 | 0 | 0 | Yes | Yes | Yes | Yes | Yes | 89 | 91 | 89 | 32 | 34 | [15 empty] | 0 | 0 | 0 | 0 | 0 | NA | NA | NA | NA | NA | [5 empty] | NA | NA | NA | NA | NA | 0 | 0 | 0 | 0 | 0 | [10 empty] | NA | NA | NA | NA | NA
0 | 0 | 0 |  | 0 |  | NA | 213 | 215 | 214 | 218 | 220 | 1286 | 1286 | 1286 | 1286 | 1286 | 89 | 91 | 89 | 32 | 34 | [10 empty] | 0 | 0 | 0 | 0 | 0 | Yes | Yes | Yes | Yes | Yes | 0.96 | 0.96 | 0.97 | 0.98 | 0.97 | [15 empty] | 0 | 0 | 0 | 0 | 0 | NA | NA | NA | NA | NA | [5 empty] | NA | NA | NA | NA | NA | 0 | 0 | 0 | 0 | 0 | [10 empty] | NA | NA | NA | NA | NA
Mudgeeraba | F919 | Merrimac |  | Broadbeach |  | NA | 1286 | 1286 | 1286 | 1286 | 1286 | 89 | 91 | 89 | 32 | 34 | 0.96 | 0.96 | 0.97 | 0.98 | 0.97 | [10 empty] | Urban | Urban | Urban | Urban | Urban | Yes | Yes | Yes | Yes | Yes | 1286 | 1286 | 1286 | 1286 | 1286 | [15 empty] | 21 | 21 | 21 | 21 | 21 | NA | NA | NA | NA | NA | [5 empty] | NA | NA | NA | NA | NA | 21 | 21 | 21 | 21 | 21 | [10 empty] | NA | NA | NA | NA | NA
0 | 0 | 0 |  | 0 |  | NA | 89 | 91 | 89 | 32 | 34 | 0.96 | 0.96 | 0.97 | 0.98 | 0.97 | 1286 | 1286 | 1286 | 1286 | 1286 | [10 empty] | 0 | 0 | 0 | 0 | 0 | Yes | Yes | Yes | Yes | Yes | 213 | 215 | 214 | 218 | 220 | [15 empty] | 0 | 0 | 0 | 0 | 0 | NA | NA | NA | NA | NA | [5 empty] | NA | NA | NA | NA | NA | 0 | 0 | 0 | 0 | 0 | [10 empty] | NA | NA | NA | NA | NA
0 | 0 | 0 |  | 0 |  | NA | 0.96 | 0.96 | 0.97 | 0.98 | 0.97 | 1286 | 1286 | 1286 | 1286 | 1286 | 213 | 215 | 214 | 218 | 220 | [10 empty] | 0 | 0 | 0 | 0 | 0 | Yes | Yes | Yes | Yes | Yes | 1364 | 1364 | 1364 | 1364 | 1364 | [15 empty] | 0 | 0 | 0 | 0 | 0 | NA | NA | NA | NA | NA | [5 empty] | NA | NA | NA | NA | NA | 0 | 0 | 0 | 0 | 0 | [10 empty] | NA | NA | NA | NA | NA
0 | 0 | 0 |  | 0 |  | NA | 1286 | 1286 | 1286 | 1286 | 1286 | 213 | 215 | 214 | 218 | 220 | 1364 | 1364 | 1364 | 1364 | 1364 | [10 empty] | 0 | 0 | 0 | 0 | 0 | Yes | Yes | Yes | Yes | Yes | 291 | 290 | 301 | 309 | 314 | [15 empty] | 0 | 0 | 0 | 0 | 0 | NA | NA | NA | NA | NA | [5 empty] | NA | NA | NA | NA | NA | 0 | 0 | 0 | 0 | 0 | [10 empty] | NA | NA | NA | NA | NA
0 | 0 | 0 |  | 0 |  | NA | 213 | 215 | 214 | 218 | 220 | 1364 | 1364 | 1364 | 1364 | 1364 | 291 | 290 | 301 | 309 | 314 | [10 empty] | 0 | 0 | 0 | 0 | 0 | Yes | Yes | Yes | Yes | Yes | 0.99 | 0.99 | 0.99 | 0.99 | 0.99 | [15 empty] | 0 | 0 | 0 | 0 | 0 | NA | NA | NA | NA | NA | [5 empty] | NA | NA | NA | NA | NA | 0 | 0 | 0 | 0 | 0 | [10 empty] | NA | NA | NA | NA | NA
Murarrie | F7270 | Murarrie |  | Lytton Bulk |  | NA | 1364 | 1364 | 1364 | 1364 | 1364 | 291 | 290 | 301 | 309 | 314 | 0.99 | 0.99 | 0.99 | 0.99 | 0.99 | [10 empty] | Urban | Urban | Urban | Urban | Urban | Yes | Yes | Yes | Yes | Yes | 1364 | 1364 | 1364 | 1364 | 1364 | [15 empty] | 21 | 21 | 21 | 21 | 21 | NA | NA | NA | NA | NA | [5 empty] | NA | NA | NA | NA | NA | 21 | 21 | 21 | 21 | 21 | [10 empty] | NA | NA | NA | NA | NA
0 | 0 | 0 |  | 0 |  | NA | 291 | 290 | 301 | 309 | 314 | 0.99 | 0.99 | 0.99 | 0.99 | 0.99 | 1364 | 1364 | 1364 | 1364 | 1364 | [10 empty] | 0 | 0 | 0 | 0 | 0 | Yes | Yes | Yes | Yes | Yes | 566 | 565 | 587 | 603 | 614 | [15 empty] | 0 | 0 | 0 | 0 | 0 | NA | NA | NA | NA | NA | [5 empty] | NA | NA | NA | NA | NA | 0 | 0 | 0 | 0 | 0 | [10 empty] | NA | NA | NA | NA | NA
0 | 0 | 0 |  | 0 |  | NA | 0.99 | 0.99 | 0.99 | 0.99 | 0.99 | 1364 | 1364 | 1364 | 1364 | 1364 | 566 | 565 | 587 | 603 | 614 | [10 empty] | 0 | 0 | 0 | 0 | 0 | Yes | Yes | Yes | Yes | Yes | 1364 | 1364 | 1364 | 1364 | 1364 | [15 empty] | 0 | 0 | 0 | 0 | 0 | NA | NA | NA | NA | NA | [5 empty] | NA | NA | NA | NA | NA | 0 | 0 | 0 | 0 | 0 | [10 empty] | NA | NA | NA | NA | NA
0 | 0 | 0 |  | 0 |  | NA | 1364 | 1364 | 1364 | 1364 | 1364 | 566 | 565 | 587 | 603 | 614 | 1364 | 1364 | 1364 | 1364 | 1364 | [10 empty] | 0 | 0 | 0 | 0 | 0 | Yes | Yes | Yes | Yes | Yes | 295 | 294 | 305 | 314 | 318 | [15 empty] | 0 | 0 | 0 | 0 | 0 | NA | NA | NA | NA | NA | [5 empty] | NA | NA | NA | NA | NA | 0 | 0 | 0 | 0 | 0 | [10 empty] | NA | NA | NA | NA | NA
0 | 0 | 0 |  | 0 |  | NA | 566 | 565 | 587 | 603 | 614 | 1364 | 1364 | 1364 | 1364 | 1364 | 295 | 294 | 305 | 314 | 318 | [10 empty] | 0 | 0 | 0 | 0 | 0 | Yes | Yes | Yes | Yes | Yes | 0.99 | 0.99 | 0.99 | 0.99 | 0.99 | [15 empty] | 0 | 0 | 0 | 0 | 0 | NA | NA | NA | NA | NA | [5 empty] | NA | NA | NA | NA | NA | 0 | 0 | 0 | 0 | 0 | [10 empty] | NA | NA | NA | NA | NA
Murarrie | F7271 | Murarrie |  | Lytton Bulk |  | NA | 1364 | 1364 | 1364 | 1364 | 1364 | 295 | 294 | 305 | 314 | 318 | 0.99 | 0.99 | 0.99 | 0.99 | 0.99 | [10 empty] | Urban | Urban | Urban | Urban | Urban | Yes | Yes | Yes | Yes | Yes | 1364 | 1364 | 1364 | 1364 | 1364 | [15 empty] | 21 | 21 | 21 | 21 | 21 | NA | NA | NA | NA | NA | [5 empty] | NA | NA | NA | NA | NA | 21 | 21 | 21 | 21 | 21 | [10 empty] | NA | NA | NA | NA | NA
0 | 0 | 0 |  | 0 |  | NA | 295 | 294 | 305 | 314 | 318 | 0.99 | 0.99 | 0.99 | 0.99 | 0.99 | 1364 | 1364 | 1364 | 1364 | 1364 | [10 empty] | 0 | 0 | 0 | 0 | 0 | Yes | Yes | Yes | Yes | Yes | 566 | 565 | 587 | 603 | 614 | [15 empty] | 0 | 0 | 0 | 0 | 0 | NA | NA | NA | NA | NA | [5 empty] | NA | NA | NA | NA | NA | 0 | 0 | 0 | 0 | 0 | [10 empty] | NA | NA | NA | NA | NA
0 | 0 | 0 |  | 0 |  | NA | 0.99 | 0.99 | 0.99 | 0.99 | 0.99 | 1364 | 1364 | 1364 | 1364 | 1364 | 566 | 565 | 587 | 603 | 614 | [10 empty] | 0 | 0 | 0 | 0 | 0 | Yes | Yes | Yes | Yes | Yes | 1220 | 1220 | 1220 | 1220 | 1220 | [15 empty] | 0 | 0 | 0 | 0 | 0 | NA | NA | NA | NA | NA | [5 empty] | NA | NA | NA | NA | NA | 0 | 0 | 0 | 0 | 0 | [10 empty] | NA | NA | NA | NA | NA
0 | 0 | 0 |  | 0 |  | NA | 1364 | 1364 | 1364 | 1364 | 1364 | 566 | 565 | 587 | 603 | 614 | 1220 | 1220 | 1220 | 1220 | 1220 | [10 empty] | 0 | 0 | 0 | 0 | 0 | Yes | Yes | Yes | Yes | Yes | 189 | 189 | 190 | 191 | 190 | [15 empty] | 0 | 0 | 0 | 0 | 0 | NA | NA | NA | NA | NA | [5 empty] | NA | NA | NA | NA | NA | 0 | 0 | 0 | 0 | 0 | [10 empty] | NA | NA | NA | NA | NA
0 | 0 | 0 |  | 0 |  | NA | 566 | 565 | 587 | 603 | 614 | 1220 | 1220 | 1220 | 1220 | 1220 | 189 | 189 | 190 | 191 | 190 | [10 empty] | 0 | 0 | 0 | 0 | 0 | Yes | Yes | Yes | Yes | Yes | 1 | 1 | 1 | 1 | 1 | [15 empty] | 0 | 0 | 0 | 0 | 0 | NA | NA | NA | NA | NA | [5 empty] | NA | NA | NA | NA | NA | 0 | 0 | 0 | 0 | 0 | [10 empty] | NA | NA | NA | NA | NA
Murarrie | F7272 | Murarrie |  | Doboy |  | NA | 1220 | 1220 | 1220 | 1220 | 1220 | 189 | 189 | 190 | 191 | 190 | 1 | 1 | 1 | 1 | 1 | [10 empty] | Urban | Urban | Urban | Urban | Urban | Yes | Yes | Yes | Yes | Yes | 1220 | 1220 | 1220 | 1220 | 1220 | [15 empty] | 21 | 21 | 21 | 21 | 21 | NA | NA | NA | NA | NA | [5 empty] | NA | NA | NA | NA | NA | 21 | 21 | 21 | 21 | 21 | [10 empty] | NA | NA | NA | NA | NA
0 | 0 | 0 |  | 0 |  | NA | 189 | 189 | 190 | 191 | 190 | 1 | 1 | 1 | 1 | 1 | 1220 | 1220 | 1220 | 1220 | 1220 | [10 empty] | 0 | 0 | 0 | 0 | 0 | Yes | Yes | Yes | Yes | Yes | 286 | 274 | 274 | 276 | 276 | [15 empty] | 0 | 0 | 0 | 0 | 0 | NA | NA | NA | NA | NA | [5 empty] | NA | NA | NA | NA | NA | 0 | 0 | 0 | 0 | 0 | [10 empty] | NA | NA | NA | NA | NA
0 | 0 | 0 |  | 0 |  | NA | 1 | 1 | 1 | 1 | 1 | 1220 | 1220 | 1220 | 1220 | 1220 | 286 | 274 | 274 | 276 | 276 | [10 empty] | 0 | 0 | 0 | 0 | 0 | Yes | Yes | Yes | Yes | Yes | 1220 | 1220 | 1220 | 1220 | 1220 | [15 empty] | 0 | 0 | 0 | 0 | 0 | NA | NA | NA | NA | NA | [5 empty] | NA | NA | NA | NA | NA | 0 | 0 | 0 | 0 | 0 | [10 empty] | NA | NA | NA | NA | NA
0 | 0 | 0 |  | 0 |  | NA | 1220 | 1220 | 1220 | 1220 | 1220 | 286 | 274 | 274 | 276 | 276 | 1220 | 1220 | 1220 | 1220 | 1220 | [10 empty] | 0 | 0 | 0 | 0 | 0 | Yes | Yes | Yes | Yes | Yes | 189 | 189 | 190 | 191 | 190 | [15 empty] | 0 | 0 | 0 | 0 | 0 | NA | NA | NA | NA | NA | [5 empty] | NA | NA | NA | NA | NA | 0 | 0 | 0 | 0 | 0 | [10 empty] | NA | NA | NA | NA | NA
0 | 0 | 0 |  | 0 |  | NA | 286 | 274 | 274 | 276 | 276 | 1220 | 1220 | 1220 | 1220 | 1220 | 189 | 189 | 190 | 191 | 190 | [10 empty] | 0 | 0 | 0 | 0 | 0 | Yes | Yes | Yes | Yes | Yes | 1 | 1 | 1 | 1 | 1 | [15 empty] | 0 | 0 | 0 | 0 | 0 | NA | NA | NA | NA | NA | [5 empty] | NA | NA | NA | NA | NA | 0 | 0 | 0 | 0 | 0 | [10 empty] | NA | NA | NA | NA | NA
Murarrie | F7273 | Murarrie |  | Doboy |  | NA | 1220 | 1220 | 1220 | 1220 | 1220 | 189 | 189 | 190 | 191 | 190 | 1 | 1 | 1 | 1 | 1 | [10 empty] | Urban | Urban | Urban | Urban | Urban | Yes | Yes | Yes | Yes | Yes | 1220 | 1220 | 1220 | 1220 | 1220 | [15 empty] | 21 | 21 | 21 | 21 | 21 | NA | NA | NA | NA | NA | [5 empty] | NA | NA | NA | NA | NA | 21 | 21 | 21 | 21 | 21 | [10 empty] | NA | NA | NA | NA | NA
0 | 0 | 0 |  | 0 |  | NA | 189 | 189 | 190 | 191 | 190 | 1 | 1 | 1 | 1 | 1 | 1220 | 1220 | 1220 | 1220 | 1220 | [10 empty] | 0 | 0 | 0 | 0 | 0 | Yes | Yes | Yes | Yes | Yes | 286 | 274 | 274 | 276 | 276 | [15 empty] | 0 | 0 | 0 | 0 | 0 | NA | NA | NA | NA | NA | [5 empty] | NA | NA | NA | NA | NA | 0 | 0 | 0 | 0 | 0 | [10 empty] | NA | NA | NA | NA | NA
0 | 0 | 0 |  | 0 |  | NA | 1 | 1 | 1 | 1 | 1 | 1220 | 1220 | 1220 | 1220 | 1220 | 286 | 274 | 274 | 276 | 276 | [10 empty] | 0 | 0 | 0 | 0 | 0 | Yes | Yes | Yes | Yes | Yes | 1220 | 1220 | 1220 | 1220 | 1220 | [15 empty] | 0 | 0 | 0 | 0 | 0 | NA | NA | NA | NA | NA | [5 empty] | NA | NA | NA | NA | NA | 0 | 0 | 0 | 0 | 0 | [10 empty] | NA | NA | NA | NA | NA
0 | 0 | 0 |  | 0 |  | NA | 1220 | 1220 | 1220 | 1220 | 1220 | 286 | 274 | 274 | 276 | 276 | 1220 | 1220 | 1220 | 1220 | 1220 | [10 empty] | 0 | 0 | 0 | 0 | 0 | Yes | Yes | Yes | Yes | Yes | 189 | 189 | 190 | 191 | 190 | [15 empty] | 0 | 0 | 0 | 0 | 0 | NA | NA | NA | NA | NA | [5 empty] | NA | NA | NA | NA | NA | 0 | 0 | 0 | 0 | 0 | [10 empty] | NA | NA | NA | NA | NA
0 | 0 | 0 |  | 0 |  | NA | 286 | 274 | 274 | 276 | 276 | 1220 | 1220 | 1220 | 1220 | 1220 | 189 | 189 | 190 | 191 | 190 | [10 empty] | 0 | 0 | 0 | 0 | 0 | Yes | Yes | Yes | Yes | Yes | 1 | 1 | 1 | 1 | 1 | [15 empty] | 0 | 0 | 0 | 0 | 0 | NA | NA | NA | NA | NA | [5 empty] | NA | NA | NA | NA | NA | 0 | 0 | 0 | 0 | 0 | [10 empty] | NA | NA | NA | NA | NA
Murarrie | F7274 | Murarrie |  | Doboy |  | NA | 1220 | 1220 | 1220 | 1220 | 1220 | 189 | 189 | 190 | 191 | 190 | 1 | 1 | 1 | 1 | 1 | [10 empty] | Urban | Urban | Urban | Urban | Urban | Yes | Yes | Yes | Yes | Yes | 1220 | 1220 | 1220 | 1220 | 1220 | [15 empty] | 21 | 21 | 21 | 21 | 21 | NA | NA | NA | NA | NA | [5 empty] | NA | NA | NA | NA | NA | 21 | 21 | 21 | 21 | 21 | [10 empty] | NA | NA | NA | NA | NA
0 | 0 | 0 |  | 0 |  | NA | 189 | 189 | 190 | 191 | 190 | 1 | 1 | 1 | 1 | 1 | 1220 | 1220 | 1220 | 1220 | 1220 | [10 empty] | 0 | 0 | 0 | 0 | 0 | Yes | Yes | Yes | Yes | Yes | 286 | 274 | 274 | 276 | 276 | [15 empty] | 0 | 0 | 0 | 0 | 0 | NA | NA | NA | NA | NA | [5 empty] | NA | NA | NA | NA | NA | 0 | 0 | 0 | 0 | 0 | [10 empty] | NA | NA | NA | NA | NA
0 | 0 | 0 |  | 0 |  | NA | 1 | 1 | 1 | 1 | 1 | 1220 | 1220 | 1220 | 1220 | 1220 | 286 | 274 | 274 | 276 | 276 | [10 empty] | 0 | 0 | 0 | 0 | 0 | Yes | Yes | Yes | Yes | Yes | 1064 | 1064 | 1064 | 1064 | 1064 | [15 empty] | 0 | 0 | 0 | 0 | 0 | NA | NA | NA | NA | NA | [5 empty] | NA | NA | NA | NA | NA | 0 | 0 | 0 | 0 | 0 | [10 empty] | NA | NA | NA | NA | NA
0 | 0 | 0 |  | 0 |  | NA | 1220 | 1220 | 1220 | 1220 | 1220 | 286 | 274 | 274 | 276 | 276 | 1064 | 1064 | 1064 | 1064 | 1064 | [10 empty] | 0 | 0 | 0 | 0 | 0 | Yes | Yes | Yes | Yes | Yes | 141 | 143 | 145 | 147 | 131 | [15 empty] | 0 | 0 | 0 | 0 | 0 | NA | NA | NA | NA | NA | [5 empty] | NA | NA | NA | NA | NA | 0 | 0 | 0 | 0 | 0 | [10 empty] | NA | NA | NA | NA | NA
0 | 0 | 0 |  | 0 |  | NA | 286 | 274 | 274 | 276 | 276 | 1064 | 1064 | 1064 | 1064 | 1064 | 141 | 143 | 145 | 147 | 131 | [10 empty] | 0 | 0 | 0 | 0 | 0 | Yes | Yes | Yes | Yes | Yes | 0.98 | 0.98 | 0.98 | 0.95 | 0.97 | [15 empty] | 0 | 0 | 0 | 0 | 0 | NA | NA | NA | NA | NA | [5 empty] | NA | NA | NA | NA | NA | 0 | 0 | 0 | 0 | 0 | [10 empty] | NA | NA | NA | NA | NA
Palmwoods | F745/2 | Moodlu |  | Beerwah Tee |  | NA | 1064 | 1064 | 1064 | 1064 | 1064 | 141 | 143 | 145 | 147 | 131 | 0.98 | 0.98 | 0.98 | 0.95 | 0.97 | [10 empty] | Urban | Urban | Urban | Urban | Urban | Yes | Yes | Yes | Yes | Yes | 1064 | 1064 | 1064 | 1064 | 1064 | [15 empty] | 21 | 21 | 21 | 21 | 21 | NA | NA | NA | NA | NA | [5 empty] | NA | NA | NA | NA | NA | 21 | 21 | 21 | 21 | 21 | [10 empty] | NA | NA | NA | NA | NA
0 | 0 | 0 |  | 0 |  | NA | 141 | 143 | 145 | 147 | 131 | 0.98 | 0.98 | 0.98 | 0.95 | 0.97 | 1064 | 1064 | 1064 | 1064 | 1064 | [10 empty] | 0 | 0 | 0 | 0 | 0 | Yes | Yes | Yes | Yes | Yes | 243 | 242 | 238 | 237 | 230 | [15 empty] | 0 | 0 | 0 | 0 | 0 | NA | NA | NA | NA | NA | [5 empty] | NA | NA | NA | NA | NA | 0 | 0 | 0 | 0 | 0 | [10 empty] | NA | NA | NA | NA | NA
0 | 0 | 0 |  | 0 |  | NA | 0.98 | 0.98 | 0.98 | 0.95 | 0.97 | 1064 | 1064 | 1064 | 1064 | 1064 | 243 | 242 | 238 | 237 | 230 | [10 empty] | 0 | 0 | 0 | 0 | 0 | Yes | Yes | Yes | Yes | Yes | 800 | 800 | 800 | 800 | 800 | [15 empty] | 0 | 0 | 0 | 0 | 0 | NA | NA | NA | NA | NA | [5 empty] | NA | NA | NA | NA | NA | 0 | 0 | 0 | 0 | 0 | [10 empty] | NA | NA | NA | NA | NA
0 | 0 | 0 |  | 0 |  | NA | 1064 | 1064 | 1064 | 1064 | 1064 | 243 | 242 | 238 | 237 | 230 | 800 | 800 | 800 | 800 | 800 | [10 empty] | 0 | 0 | 0 | 0 | 0 | Yes | Yes | Yes | Yes | Yes | 352 | 358 | 355 | 357 | 361 | [15 empty] | 0 | 0 | 0 | 0 | 0 | NA | NA | NA | NA | NA | [5 empty] | NA | NA | NA | NA | NA | 0 | 0 | 0 | 0 | 0 | [10 empty] | NA | NA | NA | NA | NA
0 | 0 | 0 |  | 0 |  | NA | 243 | 242 | 238 | 237 | 230 | 800 | 800 | 800 | 800 | 800 | 352 | 358 | 355 | 357 | 361 | [10 empty] | 0 | 0 | 0 | 0 | 0 | Yes | Yes | Yes | Yes | Yes | 0.98 | 0.98 | 0.98 | 0.98 | 0.98 | [15 empty] | 0 | 0 | 0 | 0 | 0 | NA | NA | NA | NA | NA | [5 empty] | NA | NA | NA | NA | NA | 0 | 0 | 0 | 0 | 0 | [10 empty] | NA | NA | NA | NA | NA
Palmwoods | F745/3 | Moodlu |  | Caboolture |  | NA | 800 | 800 | 800 | 800 | 800 | 352 | 358 | 355 | 357 | 361 | 0.98 | 0.98 | 0.98 | 0.98 | 0.98 | [10 empty] | Urban | Urban | Urban | Urban | Urban | Yes | Yes | Yes | Yes | Yes | 800 | 800 | 800 | 800 | 800 | [15 empty] | 21 | 21 | 21 | 21 | 21 | NA | NA | NA | NA | NA | [5 empty] | NA | NA | NA | NA | NA | 21 | 21 | 21 | 21 | 21 | [10 empty] | NA | NA | NA | NA | NA
0 | 0 | 0 |  | 0 |  | NA | 352 | 358 | 355 | 357 | 361 | 0.98 | 0.98 | 0.98 | 0.98 | 0.98 | 800 | 800 | 800 | 800 | 800 | [10 empty] | 0 | 0 | 0 | 0 | 0 | Yes | Yes | Yes | Yes | Yes | 679 | 691 | 685 | 693 | 696 | [15 empty] | 0 | 0 | 0 | 0 | 0 | NA | NA | NA | NA | NA | [5 empty] | NA | NA | NA | NA | NA | 0 | 0 | 0 | 0 | 0 | [10 empty] | NA | NA | NA | NA | NA
0 | 0 | 0 |  | 0 |  | NA | 0.98 | 0.98 | 0.98 | 0.98 | 0.98 | 800 | 800 | 800 | 800 | 800 | 679 | 691 | 685 | 693 | 696 | [10 empty] | 0 | 0 | 0 | 0 | 0 | Yes | Yes | Yes | Yes | Yes | 1064 | 1064 | 1064 | 1064 | 1064 | [15 empty] | 0 | 0 | 0 | 0 | 0 | NA | NA | NA | NA | NA | [5 empty] | NA | NA | NA | NA | NA | 0 | 0 | 0 | 0 | 0 | [10 empty] | NA | NA | NA | NA | NA
0 | 0 | 0 |  | 0 |  | NA | 800 | 800 | 800 | 800 | 800 | 679 | 691 | 685 | 693 | 696 | 1064 | 1064 | 1064 | 1064 | 1064 | [10 empty] | 0 | 0 | 0 | 0 | 0 | Yes | Yes | Yes | Yes | Yes | 258 | 263 | 264 | 264 | 251 | [15 empty] | 0 | 0 | 0 | 0 | 0 | NA | NA | NA | NA | NA | [5 empty] | NA | NA | NA | NA | NA | 0 | 0 | 0 | 0 | 0 | [10 empty] | NA | NA | NA | NA | NA
0 | 0 | 0 |  | 0 |  | NA | 679 | 691 | 685 | 693 | 696 | 1064 | 1064 | 1064 | 1064 | 1064 | 258 | 263 | 264 | 264 | 251 | [10 empty] | 0 | 0 | 0 | 0 | 0 | Yes | Yes | Yes | Yes | Yes | 0.98 | 0.98 | 0.98 | 0.97 | 0.98 | [15 empty] | 0 | 0 | 0 | 0 | 0 | NA | NA | NA | NA | NA | [5 empty] | NA | NA | NA | NA | NA | 0 | 0 | 0 | 0 | 0 | [10 empty] | NA | NA | NA | NA | NA
Palmwoods | F745/4 | Palmwoods |  | Beerwah Tee |  | NA | 1064 | 1064 | 1064 | 1064 | 1064 | 258 | 263 | 264 | 264 | 251 | 0.98 | 0.98 | 0.98 | 0.97 | 0.98 | [10 empty] | Urban | Urban | Urban | Urban | Urban | Yes | Yes | Yes | Yes | Yes | 1064 | 1064 | 1064 | 1064 | 1064 | [15 empty] | 21 | 21 | 21 | 21 | 21 | NA | NA | NA | NA | NA | [5 empty] | NA | NA | NA | NA | NA | 21 | 21 | 21 | 21 | 21 | [10 empty] | NA | NA | NA | NA | NA
0 | 0 | 0 |  | 0 |  | NA | 258 | 263 | 264 | 264 | 251 | 0.98 | 0.98 | 0.98 | 0.97 | 0.98 | 1064 | 1064 | 1064 | 1064 | 1064 | [10 empty] | 0 | 0 | 0 | 0 | 0 | Yes | Yes | Yes | Yes | Yes | 464 | 470 | 463 | 463 | 456 | [15 empty] | 0 | 0 | 0 | 0 | 0 | NA | NA | NA | NA | NA | [5 empty] | NA | NA | NA | NA | NA | 0 | 0 | 0 | 0 | 0 | [10 empty] | NA | NA | NA | NA | NA
0 | 0 | 0 |  | 0 |  | NA | 0.98 | 0.98 | 0.98 | 0.97 | 0.98 | 1064 | 1064 | 1064 | 1064 | 1064 | 464 | 470 | 463 | 463 | 456 | [10 empty] | 0 | 0 | 0 | 0 | 0 | Yes | Yes | Yes | Yes | Yes | 975 | 975 | 975 | 975 | 975 | [15 empty] | 0 | 0 | 0 | 0 | 0 | NA | NA | NA | NA | NA | [5 empty] | NA | NA | NA | NA | NA | 0 | 0 | 0 | 0 | 0 | [10 empty] | NA | NA | NA | NA | NA
0 | 0 | 0 |  | 0 |  | NA | 1064 | 1064 | 1064 | 1064 | 1064 | 464 | 470 | 463 | 463 | 456 | 975 | 975 | 975 | 975 | 975 | [10 empty] | 0 | 0 | 0 | 0 | 0 | Yes | Yes | Yes | Yes | Yes | 117 | 120 | 119 | 119 | 121 | [15 empty] | 0 | 0 | 0 | 0 | 0 | NA | NA | NA | NA | NA | [5 empty] | NA | NA | NA | NA | NA | 0 | 0 | 0 | 0 | 0 | [10 empty] | NA | NA | NA | NA | NA
0 | 0 | 0 |  | 0 |  | NA | 464 | 470 | 463 | 463 | 456 | 975 | 975 | 975 | 975 | 975 | 117 | 120 | 119 | 119 | 121 | [10 empty] | 0 | 0 | 0 | 0 | 0 | Yes | Yes | Yes | Yes | Yes | 0.99 | 0.99 | 0.99 | 0.99 | 0.99 | [15 empty] | 0 | 0 | 0 | 0 | 0 | NA | NA | NA | NA | NA | [5 empty] | NA | NA | NA | NA | NA | 0 | 0 | 0 | 0 | 0 | [10 empty] | NA | NA | NA | NA | NA
Palmwoods | F745/5 | Beerwah Tee |  | Beerwah |  | NA | 975 | 975 | 975 | 975 | 975 | 117 | 120 | 119 | 119 | 121 | 0.99 | 0.99 | 0.99 | 0.99 | 0.99 | [10 empty] | Urban | Urban | Urban | Urban | Urban | Yes | Yes | Yes | Yes | Yes | 975 | 975 | 975 | 975 | 975 | [15 empty] | 21 | 21 | 21 | 21 | 21 | NA | NA | NA | NA | NA | [5 empty] | NA | NA | NA | NA | NA | 21 | 21 | 21 | 21 | 21 | [10 empty] | NA | NA | NA | NA | NA
0 | 0 | 0 |  | 0 |  | NA | 117 | 120 | 119 | 119 | 121 | 0.99 | 0.99 | 0.99 | 0.99 | 0.99 | 975 | 975 | 975 | 975 | 975 | [10 empty] | 0 | 0 | 0 | 0 | 0 | Yes | Yes | Yes | Yes | Yes | 223 | 229 | 227 | 229 | 229 | [15 empty] | 0 | 0 | 0 | 0 | 0 | NA | NA | NA | NA | NA | [5 empty] | NA | NA | NA | NA | NA | 0 | 0 | 0 | 0 | 0 | [10 empty] | NA | NA | NA | NA | NA
0 | 0 | 0 |  | 0 |  | NA | 0.99 | 0.99 | 0.99 | 0.99 | 0.99 | 975 | 975 | 975 | 975 | 975 | 223 | 229 | 227 | 229 | 229 | [10 empty] | 0 | 0 | 0 | 0 | 0 | Yes | Yes | Yes | Yes | Yes | 1064 | 1064 | 1064 | 1064 | 1064 | [15 empty] | 0 | 0 | 0 | 0 | 0 | NA | NA | NA | NA | NA | [5 empty] | NA | NA | NA | NA | NA | 0 | 0 | 0 | 0 | 0 | [10 empty] | NA | NA | NA | NA | NA
0 | 0 | 0 |  | 0 |  | NA | 975 | 975 | 975 | 975 | 975 | 223 | 229 | 227 | 229 | 229 | 1064 | 1064 | 1064 | 1064 | 1064 | [10 empty] | 0 | 0 | 0 | 0 | 0 | Yes | Yes | Yes | Yes | Yes | 142 | 143 | 145 | 147 | 132 | [15 empty] | 0 | 0 | 0 | 0 | 0 | NA | NA | NA | NA | NA | [5 empty] | NA | NA | NA | NA | NA | 0 | 0 | 0 | 0 | 0 | [10 empty] | NA | NA | NA | NA | NA
0 | 0 | 0 |  | 0 |  | NA | 223 | 229 | 227 | 229 | 229 | 1064 | 1064 | 1064 | 1064 | 1064 | 142 | 143 | 145 | 147 | 132 | [10 empty] | 0 | 0 | 0 | 0 | 0 | Yes | Yes | Yes | Yes | Yes | 0.98 | 0.98 | 0.98 | 0.95 | 0.97 | [15 empty] | 0 | 0 | 0 | 0 | 0 | NA | NA | NA | NA | NA | [5 empty] | NA | NA | NA | NA | NA | 0 | 0 | 0 | 0 | 0 | [10 empty] | NA | NA | NA | NA | NA
Palmwoods | F746/2 | Moodlu |  | Beerwah Tee |  | NA | 1064 | 1064 | 1064 | 1064 | 1064 | 142 | 143 | 145 | 147 | 132 | 0.98 | 0.98 | 0.98 | 0.95 | 0.97 | [10 empty] | Urban | Urban | Urban | Urban | Urban | Yes | Yes | Yes | Yes | Yes | 1064 | 1064 | 1064 | 1064 | 1064 | [15 empty] | 21 | 21 | 21 | 21 | 21 | NA | NA | NA | NA | NA | [5 empty] | NA | NA | NA | NA | NA | 21 | 21 | 21 | 21 | 21 | [10 empty] | NA | NA | NA | NA | NA
0 | 0 | 0 |  | 0 |  | NA | 142 | 143 | 145 | 147 | 132 | 0.98 | 0.98 | 0.98 | 0.95 | 0.97 | 1064 | 1064 | 1064 | 1064 | 1064 | [10 empty] | 0 | 0 | 0 | 0 | 0 | Yes | Yes | Yes | Yes | Yes | 243 | 242 | 238 | 237 | 230 | [15 empty] | 0 | 0 | 0 | 0 | 0 | NA | NA | NA | NA | NA | [5 empty] | NA | NA | NA | NA | NA | 0 | 0 | 0 | 0 | 0 | [10 empty] | NA | NA | NA | NA | NA
0 | 0 | 0 |  | 0 |  | NA | 0.98 | 0.98 | 0.98 | 0.95 | 0.97 | 1064 | 1064 | 1064 | 1064 | 1064 | 243 | 242 | 238 | 237 | 230 | [10 empty] | 0 | 0 | 0 | 0 | 0 | Yes | Yes | Yes | Yes | Yes | 800 | 800 | 800 | 800 | 800 | [15 empty] | 0 | 0 | 0 | 0 | 0 | NA | NA | NA | NA | NA | [5 empty] | NA | NA | NA | NA | NA | 0 | 0 | 0 | 0 | 0 | [10 empty] | NA | NA | NA | NA | NA
0 | 0 | 0 |  | 0 |  | NA | 1064 | 1064 | 1064 | 1064 | 1064 | 243 | 242 | 238 | 237 | 230 | 800 | 800 | 800 | 800 | 800 | [10 empty] | 0 | 0 | 0 | 0 | 0 | Yes | Yes | Yes | Yes | Yes | 353 | 359 | 356 | 358 | 361 | [15 empty] | 0 | 0 | 0 | 0 | 0 | NA | NA | NA | NA | NA | [5 empty] | NA | NA | NA | NA | NA | 0 | 0 | 0 | 0 | 0 | [10 empty] | NA | NA | NA | NA | NA
0 | 0 | 0 |  | 0 |  | NA | 243 | 242 | 238 | 237 | 230 | 800 | 800 | 800 | 800 | 800 | 353 | 359 | 356 | 358 | 361 | [10 empty] | 0 | 0 | 0 | 0 | 0 | Yes | Yes | Yes | Yes | Yes | 0.98 | 0.98 | 0.98 | 0.98 | 0.98 | [15 empty] | 0 | 0 | 0 | 0 | 0 | NA | NA | NA | NA | NA | [5 empty] | NA | NA | NA | NA | NA | 0 | 0 | 0 | 0 | 0 | [10 empty] | NA | NA | NA | NA | NA
Palmwoods | F746/3 | Moodlu |  | Caboolture |  | NA | 800 | 800 | 800 | 800 | 800 | 353 | 359 | 356 | 358 | 361 | 0.98 | 0.98 | 0.98 | 0.98 | 0.98 | [10 empty] | Urban | Urban | Urban | Urban | Urban | Yes | Yes | Yes | Yes | Yes | 800 | 800 | 800 | 800 | 800 | [15 empty] | 21 | 21 | 21 | 21 | 21 | NA | NA | NA | NA | NA | [5 empty] | NA | NA | NA | NA | NA | 21 | 21 | 21 | 21 | 21 | [10 empty] | NA | NA | NA | NA | NA
0 | 0 | 0 |  | 0 |  | NA | 353 | 359 | 356 | 358 | 361 | 0.98 | 0.98 | 0.98 | 0.98 | 0.98 | 800 | 800 | 800 | 800 | 800 | [10 empty] | 0 | 0 | 0 | 0 | 0 | Yes | Yes | Yes | Yes | Yes | 679 | 691 | 685 | 693 | 695 | [15 empty] | 0 | 0 | 0 | 0 | 0 | NA | NA | NA | NA | NA | [5 empty] | NA | NA | NA | NA | NA | 0 | 0 | 0 | 0 | 0 | [10 empty] | NA | NA | NA | NA | NA
0 | 0 | 0 |  | 0 |  | NA | 0.98 | 0.98 | 0.98 | 0.98 | 0.98 | 800 | 800 | 800 | 800 | 800 | 679 | 691 | 685 | 693 | 695 | [10 empty] | 0 | 0 | 0 | 0 | 0 | Yes | Yes | Yes | Yes | Yes | 1064 | 1064 | 1064 | 1064 | 1064 | [15 empty] | 0 | 0 | 0 | 0 | 0 | NA | NA | NA | NA | NA | [5 empty] | NA | NA | NA | NA | NA | 0 | 0 | 0 | 0 | 0 | [10 empty] | NA | NA | NA | NA | NA
0 | 0 | 0 |  | 0 |  | NA | 800 | 800 | 800 | 800 | 800 | 679 | 691 | 685 | 693 | 695 | 1064 | 1064 | 1064 | 1064 | 1064 | [10 empty] | 0 | 0 | 0 | 0 | 0 | Yes | Yes | Yes | Yes | Yes | 258 | 263 | 264 | 264 | 251 | [15 empty] | 0 | 0 | 0 | 0 | 0 | NA | NA | NA | NA | NA | [5 empty] | NA | NA | NA | NA | NA | 0 | 0 | 0 | 0 | 0 | [10 empty] | NA | NA | NA | NA | NA
0 | 0 | 0 |  | 0 |  | NA | 679 | 691 | 685 | 693 | 695 | 1064 | 1064 | 1064 | 1064 | 1064 | 258 | 263 | 264 | 264 | 251 | [10 empty] | 0 | 0 | 0 | 0 | 0 | Yes | Yes | Yes | Yes | Yes | 0.98 | 0.98 | 0.98 | 0.97 | 0.98 | [15 empty] | 0 | 0 | 0 | 0 | 0 | NA | NA | NA | NA | NA | [5 empty] | NA | NA | NA | NA | NA | 0 | 0 | 0 | 0 | 0 | [10 empty] | NA | NA | NA | NA | NA
Palmwoods | F746/4 | Palmwoods |  | Beerwah Tee |  | NA | 1064 | 1064 | 1064 | 1064 | 1064 | 258 | 263 | 264 | 264 | 251 | 0.98 | 0.98 | 0.98 | 0.97 | 0.98 | [10 empty] | Urban | Urban | Urban | Urban | Urban | Yes | Yes | Yes | Yes | Yes | 1064 | 1064 | 1064 | 1064 | 1064 | [15 empty] | 21 | 21 | 21 | 21 | 21 | NA | NA | NA | NA | NA | [5 empty] | NA | NA | NA | NA | NA | 21 | 21 | 21 | 21 | 21 | [10 empty] | NA | NA | NA | NA | NA
0 | 0 | 0 |  | 0 |  | NA | 258 | 263 | 264 | 264 | 251 | 0.98 | 0.98 | 0.98 | 0.97 | 0.98 | 1064 | 1064 | 1064 | 1064 | 1064 | [10 empty] | 0 | 0 | 0 | 0 | 0 | Yes | Yes | Yes | Yes | Yes | 464 | 470 | 463 | 463 | 456 | [15 empty] | 0 | 0 | 0 | 0 | 0 | NA | NA | NA | NA | NA | [5 empty] | NA | NA | NA | NA | NA | 0 | 0 | 0 | 0 | 0 | [10 empty] | NA | NA | NA | NA | NA
0 | 0 | 0 |  | 0 |  | NA | 0.98 | 0.98 | 0.98 | 0.97 | 0.98 | 1064 | 1064 | 1064 | 1064 | 1064 | 464 | 470 | 463 | 463 | 456 | [10 empty] | 0 | 0 | 0 | 0 | 0 | Yes | Yes | Yes | Yes | Yes | 1033 | 1033 | 1033 | 1033 | 1033 | [15 empty] | 0 | 0 | 0 | 0 | 0 | NA | NA | NA | NA | NA | [5 empty] | NA | NA | NA | NA | NA | 0 | 0 | 0 | 0 | 0 | [10 empty] | NA | NA | NA | NA | NA
0 | 0 | 0 |  | 0 |  | NA | 1064 | 1064 | 1064 | 1064 | 1064 | 464 | 470 | 463 | 463 | 456 | 1033 | 1033 | 1033 | 1033 | 1033 | [10 empty] | 0 | 0 | 0 | 0 | 0 | Yes | Yes | Yes | Yes | Yes | 117 | 120 | 119 | 119 | 120 | [15 empty] | 0 | 0 | 0 | 0 | 0 | NA | NA | NA | NA | NA | [5 empty] | NA | NA | NA | NA | NA | 0 | 0 | 0 | 0 | 0 | [10 empty] | NA | NA | NA | NA | NA
0 | 0 | 0 |  | 0 |  | NA | 464 | 470 | 463 | 463 | 456 | 1033 | 1033 | 1033 | 1033 | 1033 | 117 | 120 | 119 | 119 | 120 | [10 empty] | 0 | 0 | 0 | 0 | 0 | Yes | Yes | Yes | Yes | Yes | 0.99 | 0.99 | 0.99 | 0.99 | 0.99 | [15 empty] | 0 | 0 | 0 | 0 | 0 | NA | NA | NA | NA | NA | [5 empty] | NA | NA | NA | NA | NA | 0 | 0 | 0 | 0 | 0 | [10 empty] | NA | NA | NA | NA | NA
Palmwoods | F746/5 | Beerwah Tee |  | Beerwah |  | NA | 1033 | 1033 | 1033 | 1033 | 1033 | 117 | 120 | 119 | 119 | 120 | 0.99 | 0.99 | 0.99 | 0.99 | 0.99 | [10 empty] | Urban | Urban | Urban | Urban | Urban | Yes | Yes | Yes | Yes | Yes | 1033 | 1033 | 1033 | 1033 | 1033 | [15 empty] | 21 | 21 | 21 | 21 | 21 | NA | NA | NA | NA | NA | [5 empty] | NA | NA | NA | NA | NA | 21 | 21 | 21 | 21 | 21 | [10 empty] | NA | NA | NA | NA | NA
0 | 0 | 0 |  | 0 |  | NA | 117 | 120 | 119 | 119 | 120 | 0.99 | 0.99 | 0.99 | 0.99 | 0.99 | 1033 | 1033 | 1033 | 1033 | 1033 | [10 empty] | 0 | 0 | 0 | 0 | 0 | Yes | Yes | Yes | Yes | Yes | 223 | 229 | 227 | 229 | 229 | [15 empty] | 0 | 0 | 0 | 0 | 0 | NA | NA | NA | NA | NA | [5 empty] | NA | NA | NA | NA | NA | 0 | 0 | 0 | 0 | 0 | [10 empty] | NA | NA | NA | NA | NA
0 | 0 | 0 |  | 0 |  | NA | 0.99 | 0.99 | 0.99 | 0.99 | 0.99 | 1033 | 1033 | 1033 | 1033 | 1033 | 223 | 229 | 227 | 229 | 229 | [10 empty] | 0 | 0 | 0 | 0 | 0 | Yes | Yes | Yes | Yes | Yes | 1052 | 1052 | 1052 | 1052 | 1052 | [15 empty] | 0 | 0 | 0 | 0 | 0 | NA | NA | NA | NA | NA | [5 empty] | NA | NA | NA | NA | NA | 0 | 0 | 0 | 0 | 0 | [10 empty] | NA | NA | NA | NA | NA
0 | 0 | 0 |  | 0 |  | NA | 1033 | 1033 | 1033 | 1033 | 1033 | 223 | 229 | 227 | 229 | 229 | 1052 | 1052 | 1052 | 1052 | 1052 | [10 empty] | 0 | 0 | 0 | 0 | 0 | Yes | Yes | Yes | Yes | Yes | 128 | 130 | 127 | 132 | 134 | [15 empty] | 0 | 0 | 0 | 0 | 0 | NA | NA | NA | NA | NA | [5 empty] | NA | NA | NA | NA | NA | 0 | 0 | 0 | 0 | 0 | [10 empty] | NA | NA | NA | NA | NA
0 | 0 | 0 |  | 0 |  | NA | 223 | 229 | 227 | 229 | 229 | 1052 | 1052 | 1052 | 1052 | 1052 | 128 | 130 | 127 | 132 | 134 | [10 empty] | 0 | 0 | 0 | 0 | 0 | Yes | Yes | Yes | Yes | Yes | 0.77 | 0.77 | 0.75 | 0.75 | 0.82 | [15 empty] | 0 | 0 | 0 | 0 | 0 | NA | NA | NA | NA | NA | [5 empty] | NA | NA | NA | NA | NA | 0 | 0 | 0 | 0 | 0 | [10 empty] | NA | NA | NA | NA | NA
Palmwoods 132 kV | F7189/1 | Palmwoods |  | Image Flat |  | NA | 1052 | 1052 | 1052 | 1052 | 1052 | 128 | 130 | 127 | 132 | 134 | 0.77 | 0.77 | 0.75 | 0.75 | 0.82 | [10 empty] | Urban | Urban | Urban | Urban | Urban | Yes | Yes | Yes | Yes | Yes | 1052 | 1052 | 1052 | 1052 | 1052 | [15 empty] | 17 | 17 | 17 | 17 | 17 | NA | NA | NA | NA | NA | [5 empty] | NA | NA | NA | NA | NA | 17 | 17 | 17 | 17 | 17 | [10 empty] | NA | NA | NA | NA | NA
0 | 0 | 0 |  | 0 |  | NA | 128 | 130 | 127 | 132 | 134 | 0.77 | 0.77 | 0.75 | 0.75 | 0.82 | 1052 | 1052 | 1052 | 1052 | 1052 | [10 empty] | 0 | 0 | 0 | 0 | 0 | Yes | Yes | Yes | Yes | Yes | 242 | 249 | 241 | 237 | 222 | [15 empty] | 0 | 0 | 0 | 0 | 0 | NA | NA | NA | NA | NA | [5 empty] | NA | NA | NA | NA | NA | 0 | 0 | 0 | 0 | 0 | [10 empty] | NA | NA | NA | NA | NA
0 | 0 | 0 |  | 0 |  | NA | 0.77 | 0.77 | 0.75 | 0.75 | 0.82 | 1052 | 1052 | 1052 | 1052 | 1052 | 242 | 249 | 241 | 237 | 222 | [10 empty] | 0 | 0 | 0 | 0 | 0 | Yes | Yes | Yes | Yes | Yes | 942 | 942 | 942 | 942 | 942 | [15 empty] | 0 | 0 | 0 | 0 | 0 | NA | NA | NA | NA | NA | [5 empty] | NA | NA | NA | NA | NA | 0 | 0 | 0 | 0 | 0 | [10 empty] | NA | NA | NA | NA | NA
0 | 0 | 0 |  | 0 |  | NA | 1052 | 1052 | 1052 | 1052 | 1052 | 242 | 249 | 241 | 237 | 222 | 942 | 942 | 942 | 942 | 942 | [10 empty] | 0 | 0 | 0 | 0 | 0 | Yes | Yes | Yes | Yes | Yes | 93 | 94 | 98 | 98 | 85 | [15 empty] | 0 | 0 | 0 | 0 | 0 | NA | NA | NA | NA | NA | [5 empty] | NA | NA | NA | NA | NA | 0 | 0 | 0 | 0 | 0 | [10 empty] | NA | NA | NA | NA | NA
0 | 0 | 0 |  | 0 |  | NA | 242 | 249 | 241 | 237 | 222 | 942 | 942 | 942 | 942 | 942 | 93 | 94 | 98 | 98 | 85 | [10 empty] | 0 | 0 | 0 | 0 | 0 | Yes | Yes | Yes | Yes | Yes | 0.64 | 0.64 | 0.65 | 0.62 | 0.6 | [15 empty] | 0 | 0 | 0 | 0 | 0 | NA | NA | NA | NA | NA | [5 empty] | NA | NA | NA | NA | NA | 0 | 0 | 0 | 0 | 0 | [10 empty] | NA | NA | NA | NA | NA
Palmwoods 132 kV | F7189/2 | Image Flat |  | Cooroy |  | NA | 942 | 942 | 942 | 942 | 942 | 93 | 94 | 98 | 98 | 85 | 0.64 | 0.64 | 0.65 | 0.62 | 0.6 | [10 empty] | Urban | Urban | Urban | Urban | Urban | Yes | Yes | Yes | Yes | Yes | 942 | 942 | 942 | 942 | 942 | [15 empty] | 17 | 17 | 17 | 17 | 17 | NA | NA | NA | NA | NA | [5 empty] | NA | NA | NA | NA | NA | 17 | 17 | 17 | 17 | 17 | [10 empty] | NA | NA | NA | NA | NA
0 | 0 | 0 |  | 0 |  | NA | 93 | 94 | 98 | 98 | 85 | 0.64 | 0.64 | 0.65 | 0.62 | 0.6 | 942 | 942 | 942 | 942 | 942 | [10 empty] | 0 | 0 | 0 | 0 | 0 | Yes | Yes | Yes | Yes | Yes | 345 | 350 | 339 | 337 | 314 | [15 empty] | 0 | 0 | 0 | 0 | 0 | NA | NA | NA | NA | NA | [5 empty] | NA | NA | NA | NA | NA | 0 | 0 | 0 | 0 | 0 | [10 empty] | NA | NA | NA | NA | NA
0 | 0 | 0 |  | 0 |  | NA | 0.64 | 0.64 | 0.65 | 0.62 | 0.6 | 942 | 942 | 942 | 942 | 942 | 345 | 350 | 339 | 337 | 314 | [10 empty] | 0 | 0 | 0 | 0 | 0 | Yes | Yes | Yes | Yes | Yes | 833 | 833 | 833 | 833 | 833 | [15 empty] | 0 | 0 | 0 | 0 | 0 | NA | NA | NA | NA | NA | [5 empty] | NA | NA | NA | NA | NA | 0 | 0 | 0 | 0 | 0 | [10 empty] | NA | NA | NA | NA | NA
0 | 0 | 0 |  | 0 |  | NA | 942 | 942 | 942 | 942 | 942 | 345 | 350 | 339 | 337 | 314 | 833 | 833 | 833 | 833 | 833 | [10 empty] | 0 | 0 | 0 | 0 | 0 | Yes | Yes | Yes | Yes | Yes | 156 | 157 | 156 | 157 | 157 | [15 empty] | 0 | 0 | 0 | 0 | 0 | NA | NA | NA | NA | NA | [5 empty] | NA | NA | NA | NA | NA | 0 | 0 | 0 | 0 | 0 | [10 empty] | NA | NA | NA | NA | NA
0 | 0 | 0 |  | 0 |  | NA | 345 | 350 | 339 | 337 | 314 | 833 | 833 | 833 | 833 | 833 | 156 | 157 | 156 | 157 | 157 | [10 empty] | 0 | 0 | 0 | 0 | 0 | Yes | Yes | Yes | Yes | Yes | 1 | 1 | 1 | 1 | 1 | [15 empty] | 0 | 0 | 0 | 0 | 0 | NA | NA | NA | NA | NA | [5 empty] | NA | NA | NA | NA | NA | 0 | 0 | 0 | 0 | 0 | [10 empty] | NA | NA | NA | NA | NA
Palmwoods 132 kV | F7189/3 | Image Flat |  | Nambour |  | NA | 833 | 833 | 833 | 833 | 833 | 156 | 157 | 156 | 157 | 157 | 1 | 1 | 1 | 1 | 1 | [10 empty] | Urban | Urban | Urban | Urban | Urban | Yes | Yes | Yes | Yes | Yes | 833 | 833 | 833 | 833 | 833 | [15 empty] | 17 | 17 | 17 | 17 | 17 | NA | NA | NA | NA | NA | [5 empty] | NA | NA | NA | NA | NA | 17 | 17 | 17 | 17 | 17 | [10 empty] | NA | NA | NA | NA | NA
0 | 0 | 0 |  | 0 |  | NA | 156 | 157 | 156 | 157 | 157 | 1 | 1 | 1 | 1 | 1 | 833 | 833 | 833 | 833 | 833 | [10 empty] | 0 | 0 | 0 | 0 | 0 | Yes | Yes | Yes | Yes | Yes | 292 | 296 | 293 | 296 | 296 | [15 empty] | 0 | 0 | 0 | 0 | 0 | NA | NA | NA | NA | NA | [5 empty] | NA | NA | NA | NA | NA | 0 | 0 | 0 | 0 | 0 | [10 empty] | NA | NA | NA | NA | NA
0 | 0 | 0 |  | 0 |  | NA | 1 | 1 | 1 | 1 | 1 | 833 | 833 | 833 | 833 | 833 | 292 | 296 | 293 | 296 | 296 | [10 empty] | 0 | 0 | 0 | 0 | 0 | Yes | Yes | Yes | Yes | Yes | 975 | 975 | 975 | 975 | 975 | [15 empty] | 0 | 0 | 0 | 0 | 0 | NA | NA | NA | NA | NA | [5 empty] | NA | NA | NA | NA | NA | 0 | 0 | 0 | 0 | 0 | [10 empty] | NA | NA | NA | NA | NA
0 | 0 | 0 |  | 0 |  | NA | 833 | 833 | 833 | 833 | 833 | 292 | 296 | 293 | 296 | 296 | 975 | 975 | 975 | 975 | 975 | [10 empty] | 0 | 0 | 0 | 0 | 0 | Yes | Yes | Yes | Yes | Yes | 73 | 73 | 73 | 73 | 73 | [15 empty] | 0 | 0 | 0 | 0 | 0 | NA | NA | NA | NA | NA | [5 empty] | NA | NA | NA | NA | NA | 0 | 0 | 0 | 0 | 0 | [10 empty] | NA | NA | NA | NA | NA
0 | 0 | 0 |  | 0 |  | NA | 292 | 296 | 293 | 296 | 296 | 975 | 975 | 975 | 975 | 975 | 73 | 73 | 73 | 73 | 73 | [10 empty] | 0 | 0 | 0 | 0 | 0 | Yes | Yes | Yes | Yes | Yes | 1 | 1 | 1 | 1 | 1 | [15 empty] | 0 | 0 | 0 | 0 | 0 | NA | NA | NA | NA | NA | [5 empty] | NA | NA | NA | NA | NA | 0 | 0 | 0 | 0 | 0 | [10 empty] | NA | NA | NA | NA | NA
Palmwoods 132 kV | F7298 | Sunrise Hills |  | Noosaville |  | NA | 975 | 975 | 975 | 975 | 975 | 73 | 73 | 73 | 73 | 73 | 1 | 1 | 1 | 1 | 1 | [10 empty] | Urban | Urban | Urban | Urban | Urban | Yes | Yes | Yes | Yes | Yes | 975 | 975 | 975 | 975 | 975 | [15 empty] | 17 | 17 | 17 | 17 | 17 | NA | NA | NA | NA | NA | [5 empty] | NA | NA | NA | NA | NA | 17 | 17 | 17 | 17 | 17 | [10 empty] | NA | NA | NA | NA | NA
0 | 0 | 0 |  | 0 |  | NA | 73 | 73 | 73 | 73 | 73 | 1 | 1 | 1 | 1 | 1 | 975 | 975 | 975 | 975 | 975 | [10 empty] | 0 | 0 | 0 | 0 | 0 | Yes | Yes | Yes | Yes | Yes | 138 | 140 | 138 | 139 | 138 | [15 empty] | 0 | 0 | 0 | 0 | 0 | NA | NA | NA | NA | NA | [5 empty] | NA | NA | NA | NA | NA | 0 | 0 | 0 | 0 | 0 | [10 empty] | NA | NA | NA | NA | NA
0 | 0 | 0 |  | 0 |  | NA | 1 | 1 | 1 | 1 | 1 | 975 | 975 | 975 | 975 | 975 | 138 | 140 | 138 | 139 | 138 | [10 empty] | 0 | 0 | 0 | 0 | 0 | Yes | Yes | Yes | Yes | Yes | 1469 | 1469 | 1469 | 1469 | 1469 | [15 empty] | 0 | 0 | 0 | 0 | 0 | NA | NA | NA | NA | NA | [5 empty] | NA | NA | NA | NA | NA | 0 | 0 | 0 | 0 | 0 | [10 empty] | NA | NA | NA | NA | NA
0 | 0 | 0 |  | 0 |  | NA | 975 | 975 | 975 | 975 | 975 | 138 | 140 | 138 | 139 | 138 | 1469 | 1469 | 1469 | 1469 | 1469 | [10 empty] | 0 | 0 | 0 | 0 | 0 | Yes | Yes | Yes | Yes | Yes | 285 | 289 | 291 | 295 | 300 | [15 empty] | 0 | 0 | 0 | 0 | 0 | NA | NA | NA | NA | NA | [5 empty] | NA | NA | NA | NA | NA | 0 | 0 | 0 | 0 | 0 | [10 empty] | NA | NA | NA | NA | NA
0 | 0 | 0 |  | 0 |  | NA | 138 | 140 | 138 | 139 | 138 | 1469 | 1469 | 1469 | 1469 | 1469 | 285 | 289 | 291 | 295 | 300 | [10 empty] | 0 | 0 | 0 | 0 | 0 | Yes | Yes | Yes | Yes | Yes | 1 | 1 | 1 | 1 | 1 | [15 empty] | 0 | 0 | 0 | 0 | 0 | NA | NA | NA | NA | NA | [5 empty] | NA | NA | NA | NA | NA | 0 | 0 | 0 | 0 | 0 | [10 empty] | NA | NA | NA | NA | NA
Palmwoods 132 kV | F777 | Palmwoods |  | Mooloolaba |  | NA | 1469 | 1469 | 1469 | 1469 | 1469 | 285 | 289 | 291 | 295 | 300 | 1 | 1 | 1 | 1 | 1 | [10 empty] | Urban | Urban | Urban | Urban | Urban | Yes | Yes | Yes | Yes | Yes | 1469 | 1469 | 1469 | 1469 | 1469 | [15 empty] | 17 | 17 | 17 | 17 | 17 | NA | NA | NA | NA | NA | [5 empty] | NA | NA | NA | NA | NA | 17 | 17 | 17 | 17 | 17 | [10 empty] | NA | NA | NA | NA | NA
0 | 0 | 0 |  | 0 |  | NA | 285 | 289 | 291 | 295 | 300 | 1 | 1 | 1 | 1 | 1 | 1469 | 1469 | 1469 | 1469 | 1469 | [10 empty] | 0 | 0 | 0 | 0 | 0 | Yes | Yes | Yes | Yes | Yes | 389 | 398 | 399 | 408 | 412 | [15 empty] | 0 | 0 | 0 | 0 | 0 | NA | NA | NA | NA | NA | [5 empty] | NA | NA | NA | NA | NA | 0 | 0 | 0 | 0 | 0 | [10 empty] | NA | NA | NA | NA | NA
0 | 0 | 0 |  | 0 |  | NA | 1 | 1 | 1 | 1 | 1 | 1469 | 1469 | 1469 | 1469 | 1469 | 389 | 398 | 399 | 408 | 412 | [10 empty] | 0 | 0 | 0 | 0 | 0 | Yes | Yes | Yes | Yes | Yes | 1469 | 1469 | 1469 | 1469 | 1469 | [15 empty] | 0 | 0 | 0 | 0 | 0 | NA | NA | NA | NA | NA | [5 empty] | NA | NA | NA | NA | NA | 0 | 0 | 0 | 0 | 0 | [10 empty] | NA | NA | NA | NA | NA
0 | 0 | 0 |  | 0 |  | NA | 1469 | 1469 | 1469 | 1469 | 1469 | 389 | 398 | 399 | 408 | 412 | 1469 | 1469 | 1469 | 1469 | 1469 | [10 empty] | 0 | 0 | 0 | 0 | 0 | Yes | Yes | Yes | Yes | Yes | 285 | 289 | 291 | 295 | 300 | [15 empty] | 0 | 0 | 0 | 0 | 0 | NA | NA | NA | NA | NA | [5 empty] | NA | NA | NA | NA | NA | 0 | 0 | 0 | 0 | 0 | [10 empty] | NA | NA | NA | NA | NA
0 | 0 | 0 |  | 0 |  | NA | 389 | 398 | 399 | 408 | 412 | 1469 | 1469 | 1469 | 1469 | 1469 | 285 | 289 | 291 | 295 | 300 | [10 empty] | 0 | 0 | 0 | 0 | 0 | Yes | Yes | Yes | Yes | Yes | 1 | 1 | 1 | 1 | 1 | [15 empty] | 0 | 0 | 0 | 0 | 0 | NA | NA | NA | NA | NA | [5 empty] | NA | NA | NA | NA | NA | 0 | 0 | 0 | 0 | 0 | [10 empty] | NA | NA | NA | NA | NA
Palmwoods 132 kV | F778 | Palmwoods |  | Mooloolaba |  | NA | 1469 | 1469 | 1469 | 1469 | 1469 | 285 | 289 | 291 | 295 | 300 | 1 | 1 | 1 | 1 | 1 | [10 empty] | Urban | Urban | Urban | Urban | Urban | Yes | Yes | Yes | Yes | Yes | 1469 | 1469 | 1469 | 1469 | 1469 | [15 empty] | 17 | 17 | 17 | 17 | 17 | NA | NA | NA | NA | NA | [5 empty] | NA | NA | NA | NA | NA | 17 | 17 | 17 | 17 | 17 | [10 empty] | NA | NA | NA | NA | NA
0 | 0 | 0 |  | 0 |  | NA | 285 | 289 | 291 | 295 | 300 | 1 | 1 | 1 | 1 | 1 | 1469 | 1469 | 1469 | 1469 | 1469 | [10 empty] | 0 | 0 | 0 | 0 | 0 | Yes | Yes | Yes | Yes | Yes | 444 | 455 | 455 | 465 | 470 | [15 empty] | 0 | 0 | 0 | 0 | 0 | NA | NA | NA | NA | NA | [5 empty] | NA | NA | NA | NA | NA | 0 | 0 | 0 | 0 | 0 | [10 empty] | NA | NA | NA | NA | NA
0 | 0 | 0 |  | 0 |  | NA | 1 | 1 | 1 | 1 | 1 | 1469 | 1469 | 1469 | 1469 | 1469 | 444 | 455 | 455 | 465 | 470 | [10 empty] | 0 | 0 | 0 | 0 | 0 | Yes | Yes | Yes | Yes | Yes | 975 | 975 | 975 | 975 | 975 | [15 empty] | 0 | 0 | 0 | 0 | 0 | NA | NA | NA | NA | NA | [5 empty] | NA | NA | NA | NA | NA | 0 | 0 | 0 | 0 | 0 | [10 empty] | NA | NA | NA | NA | NA
0 | 0 | 0 |  | 0 |  | NA | 1469 | 1469 | 1469 | 1469 | 1469 | 444 | 455 | 455 | 465 | 470 | 975 | 975 | 975 | 975 | 975 | [10 empty] | 0 | 0 | 0 | 0 | 0 | Yes | Yes | Yes | Yes | Yes | 74 | 74 | 73 | 73 | 73 | [15 empty] | 0 | 0 | 0 | 0 | 0 | NA | NA | NA | NA | NA | [5 empty] | NA | NA | NA | NA | NA | 0 | 0 | 0 | 0 | 0 | [10 empty] | NA | NA | NA | NA | NA
0 | 0 | 0 |  | 0 |  | NA | 444 | 455 | 455 | 465 | 470 | 975 | 975 | 975 | 975 | 975 | 74 | 74 | 73 | 73 | 73 | [10 empty] | 0 | 0 | 0 | 0 | 0 | Yes | Yes | Yes | Yes | Yes | 0.99 | 0.99 | 0.99 | 0.99 | 0.99 | [15 empty] | 0 | 0 | 0 | 0 | 0 | NA | NA | NA | NA | NA | [5 empty] | NA | NA | NA | NA | NA | 0 | 0 | 0 | 0 | 0 | [10 empty] | NA | NA | NA | NA | NA
Palmwoods 132 kV | F790 | Sunrise Hills |  | Noosaville |  | NA | 975 | 975 | 975 | 975 | 975 | 74 | 74 | 73 | 73 | 73 | 0.99 | 0.99 | 0.99 | 0.99 | 0.99 | [10 empty] | Urban | Urban | Urban | Urban | Urban | Yes | Yes | Yes | Yes | Yes | 975 | 975 | 975 | 975 | 975 | [15 empty] | 17 | 17 | 17 | 17 | 17 | NA | NA | NA | NA | NA | [5 empty] | NA | NA | NA | NA | NA | 17 | 17 | 17 | 17 | 17 | [10 empty] | NA | NA | NA | NA | NA
0 | 0 | 0 |  | 0 |  | NA | 74 | 74 | 73 | 73 | 73 | 0.99 | 0.99 | 0.99 | 0.99 | 0.99 | 975 | 975 | 975 | 975 | 975 | [10 empty] | 0 | 0 | 0 | 0 | 0 | Yes | Yes | Yes | Yes | Yes | 142 | 144 | 142 | 142 | 142 | [15 empty] | 0 | 0 | 0 | 0 | 0 | NA | NA | NA | NA | NA | [5 empty] | NA | NA | NA | NA | NA | 0 | 0 | 0 | 0 | 0 | [10 empty] | NA | NA | NA | NA | NA
0 | 0 | 0 |  | 0 |  | NA | 0.99 | 0.99 | 0.99 | 0.99 | 0.99 | 975 | 975 | 975 | 975 | 975 | 142 | 144 | 142 | 142 | 142 | [10 empty] | 0 | 0 | 0 | 0 | 0 | Yes | Yes | Yes | Yes | Yes | 1052 | 1052 | 1052 | 1052 | 1052 | [15 empty] | 0 | 0 | 0 | 0 | 0 | NA | NA | NA | NA | NA | [5 empty] | NA | NA | NA | NA | NA | 0 | 0 | 0 | 0 | 0 | [10 empty] | NA | NA | NA | NA | NA
0 | 0 | 0 |  | 0 |  | NA | 975 | 975 | 975 | 975 | 975 | 142 | 144 | 142 | 142 | 142 | 1052 | 1052 | 1052 | 1052 | 1052 | [10 empty] | 0 | 0 | 0 | 0 | 0 | Yes | Yes | Yes | Yes | Yes | 128 | 130 | 127 | 132 | 134 | [15 empty] | 0 | 0 | 0 | 0 | 0 | NA | NA | NA | NA | NA | [5 empty] | NA | NA | NA | NA | NA | 0 | 0 | 0 | 0 | 0 | [10 empty] | NA | NA | NA | NA | NA
0 | 0 | 0 |  | 0 |  | NA | 142 | 144 | 142 | 142 | 142 | 1052 | 1052 | 1052 | 1052 | 1052 | 128 | 130 | 127 | 132 | 134 | [10 empty] | 0 | 0 | 0 | 0 | 0 | Yes | Yes | Yes | Yes | Yes | 0.77 | 0.77 | 0.75 | 0.75 | 0.81 | [15 empty] | 0 | 0 | 0 | 0 | 0 | NA | NA | NA | NA | NA | [5 empty] | NA | NA | NA | NA | NA | 0 | 0 | 0 | 0 | 0 | [10 empty] | NA | NA | NA | NA | NA
Palmwoods 132 kV | F795/1 | Palmwoods |  | Image Flat |  | NA | 1052 | 1052 | 1052 | 1052 | 1052 | 128 | 130 | 127 | 132 | 134 | 0.77 | 0.77 | 0.75 | 0.75 | 0.81 | [10 empty] | Urban | Urban | Urban | Urban | Urban | Yes | Yes | Yes | Yes | Yes | 1052 | 1052 | 1052 | 1052 | 1052 | [15 empty] | 17 | 17 | 17 | 17 | 17 | NA | NA | NA | NA | NA | [5 empty] | NA | NA | NA | NA | NA | 17 | 17 | 17 | 17 | 17 | [10 empty] | NA | NA | NA | NA | NA
0 | 0 | 0 |  | 0 |  | NA | 128 | 130 | 127 | 132 | 134 | 0.77 | 0.77 | 0.75 | 0.75 | 0.81 | 1052 | 1052 | 1052 | 1052 | 1052 | [10 empty] | 0 | 0 | 0 | 0 | 0 | Yes | Yes | Yes | Yes | Yes | 242 | 250 | 241 | 238 | 222 | [15 empty] | 0 | 0 | 0 | 0 | 0 | NA | NA | NA | NA | NA | [5 empty] | NA | NA | NA | NA | NA | 0 | 0 | 0 | 0 | 0 | [10 empty] | NA | NA | NA | NA | NA
0 | 0 | 0 |  | 0 |  | NA | 0.77 | 0.77 | 0.75 | 0.75 | 0.81 | 1052 | 1052 | 1052 | 1052 | 1052 | 242 | 250 | 241 | 238 | 222 | [10 empty] | 0 | 0 | 0 | 0 | 0 | Yes | Yes | Yes | Yes | Yes | 942 | 942 | 942 | 942 | 942 | [15 empty] | 0 | 0 | 0 | 0 | 0 | NA | NA | NA | NA | NA | [5 empty] | NA | NA | NA | NA | NA | 0 | 0 | 0 | 0 | 0 | [10 empty] | NA | NA | NA | NA | NA
0 | 0 | 0 |  | 0 |  | NA | 1052 | 1052 | 1052 | 1052 | 1052 | 242 | 250 | 241 | 238 | 222 | 942 | 942 | 942 | 942 | 942 | [10 empty] | 0 | 0 | 0 | 0 | 0 | Yes | Yes | Yes | Yes | Yes | 93 | 95 | 98 | 98 | 85 | [15 empty] | 0 | 0 | 0 | 0 | 0 | NA | NA | NA | NA | NA | [5 empty] | NA | NA | NA | NA | NA | 0 | 0 | 0 | 0 | 0 | [10 empty] | NA | NA | NA | NA | NA
0 | 0 | 0 |  | 0 |  | NA | 242 | 250 | 241 | 238 | 222 | 942 | 942 | 942 | 942 | 942 | 93 | 95 | 98 | 98 | 85 | [10 empty] | 0 | 0 | 0 | 0 | 0 | Yes | Yes | Yes | Yes | Yes | 0.64 | 0.64 | 0.65 | 0.62 | 0.6 | [15 empty] | 0 | 0 | 0 | 0 | 0 | NA | NA | NA | NA | NA | [5 empty] | NA | NA | NA | NA | NA | 0 | 0 | 0 | 0 | 0 | [10 empty] | NA | NA | NA | NA | NA
Palmwoods 132 kV | F795/2 | Image Flat |  | Cooroy |  | NA | 942 | 942 | 942 | 942 | 942 | 93 | 95 | 98 | 98 | 85 | 0.64 | 0.64 | 0.65 | 0.62 | 0.6 | [10 empty] | Urban | Urban | Urban | Urban | Urban | Yes | Yes | Yes | Yes | Yes | 942 | 942 | 942 | 942 | 942 | [15 empty] | 17 | 17 | 17 | 17 | 17 | NA | NA | NA | NA | NA | [5 empty] | NA | NA | NA | NA | NA | 17 | 17 | 17 | 17 | 17 | [10 empty] | NA | NA | NA | NA | NA
0 | 0 | 0 |  | 0 |  | NA | 93 | 95 | 98 | 98 | 85 | 0.64 | 0.64 | 0.65 | 0.62 | 0.6 | 942 | 942 | 942 | 942 | 942 | [10 empty] | 0 | 0 | 0 | 0 | 0 | Yes | Yes | Yes | Yes | Yes | 346 | 351 | 340 | 338 | 315 | [15 empty] | 0 | 0 | 0 | 0 | 0 | NA | NA | NA | NA | NA | [5 empty] | NA | NA | NA | NA | NA | 0 | 0 | 0 | 0 | 0 | [10 empty] | NA | NA | NA | NA | NA
0 | 0 | 0 |  | 0 |  | NA | 0.64 | 0.64 | 0.65 | 0.62 | 0.6 | 942 | 942 | 942 | 942 | 942 | 346 | 351 | 340 | 338 | 315 | [10 empty] | 0 | 0 | 0 | 0 | 0 | Yes | Yes | Yes | Yes | Yes | 833 | 833 | 833 | 833 | 833 | [15 empty] | 0 | 0 | 0 | 0 | 0 | NA | NA | NA | NA | NA | [5 empty] | NA | NA | NA | NA | NA | 0 | 0 | 0 | 0 | 0 | [10 empty] | NA | NA | NA | NA | NA
0 | 0 | 0 |  | 0 |  | NA | 942 | 942 | 942 | 942 | 942 | 346 | 351 | 340 | 338 | 315 | 833 | 833 | 833 | 833 | 833 | [10 empty] | 0 | 0 | 0 | 0 | 0 | Yes | Yes | Yes | Yes | Yes | 156 | 157 | 156 | 157 | 157 | [15 empty] | 0 | 0 | 0 | 0 | 0 | NA | NA | NA | NA | NA | [5 empty] | NA | NA | NA | NA | NA | 0 | 0 | 0 | 0 | 0 | [10 empty] | NA | NA | NA | NA | NA
0 | 0 | 0 |  | 0 |  | NA | 346 | 351 | 340 | 338 | 315 | 833 | 833 | 833 | 833 | 833 | 156 | 157 | 156 | 157 | 157 | [10 empty] | 0 | 0 | 0 | 0 | 0 | Yes | Yes | Yes | Yes | Yes | 1 | 1 | 1 | 1 | 1 | [15 empty] | 0 | 0 | 0 | 0 | 0 | NA | NA | NA | NA | NA | [5 empty] | NA | NA | NA | NA | NA | 0 | 0 | 0 | 0 | 0 | [10 empty] | NA | NA | NA | NA | NA
Palmwoods 132 kV | F795/3 | Image Flat |  | Nambour |  | NA | 833 | 833 | 833 | 833 | 833 | 156 | 157 | 156 | 157 | 157 | 1 | 1 | 1 | 1 | 1 | [10 empty] | Urban | Urban | Urban | Urban | Urban | Yes | Yes | Yes | Yes | Yes | 833 | 833 | 833 | 833 | 833 | [15 empty] | 17 | 17 | 17 | 17 | 17 | NA | NA | NA | NA | NA | [5 empty] | NA | NA | NA | NA | NA | 17 | 17 | 17 | 17 | 17 | [10 empty] | NA | NA | NA | NA | NA
0 | 0 | 0 |  | 0 |  | NA | 156 | 157 | 156 | 157 | 157 | 1 | 1 | 1 | 1 | 1 | 833 | 833 | 833 | 833 | 833 | [10 empty] | 0 | 0 | 0 | 0 | 0 | Yes | Yes | Yes | Yes | Yes | 292 | 296 | 293 | 296 | 296 | [15 empty] | 0 | 0 | 0 | 0 | 0 | NA | NA | NA | NA | NA | [5 empty] | NA | NA | NA | NA | NA | 0 | 0 | 0 | 0 | 0 | [10 empty] | NA | NA | NA | NA | NA
0 | 0 | 0 |  | 0 |  | NA | 1 | 1 | 1 | 1 | 1 | 833 | 833 | 833 | 833 | 833 | 292 | 296 | 293 | 296 | 296 | [10 empty] | 0 | 0 | 0 | 0 | 0 | Yes | Yes | Yes | Yes | Yes | 949 | 949 | 949 | 949 | 949 | [15 empty] | 0 | 0 | 0 | 0 | 0 | NA | NA | NA | NA | NA | [5 empty] | NA | NA | NA | NA | NA | 0 | 0 | 0 | 0 | 0 | [10 empty] | NA | NA | NA | NA | NA
0 | 0 | 0 |  | 0 |  | NA | 833 | 833 | 833 | 833 | 833 | 292 | 296 | 293 | 296 | 296 | 949 | 949 | 949 | 949 | 949 | [10 empty] | 0 | 0 | 0 | 0 | 0 | Yes | Yes | Yes | Yes | Yes | 252 | 258 | 254 | 255 | 254 | [15 empty] | 0 | 0 | 0 | 0 | 0 | NA | NA | NA | NA | NA | [5 empty] | NA | NA | NA | NA | NA | 0 | 0 | 0 | 0 | 0 | [10 empty] | NA | NA | NA | NA | NA
0 | 0 | 0 |  | 0 |  | NA | 292 | 296 | 293 | 296 | 296 | 949 | 949 | 949 | 949 | 949 | 252 | 258 | 254 | 255 | 254 | [10 empty] | 0 | 0 | 0 | 0 | 0 | Yes | Yes | Yes | Yes | Yes | 0.97 | 0.97 | 0.97 | 0.97 | 0.97 | [15 empty] | 0 | 0 | 0 | 0 | 0 | NA | NA | NA | NA | NA | [5 empty] | NA | NA | NA | NA | NA | 0 | 0 | 0 | 0 | 0 | [10 empty] | NA | NA | NA | NA | NA
Palmwoods 132 kV | F796 | Cooroy |  | Sunrise Hills |  | NA | 949 | 949 | 949 | 949 | 949 | 252 | 258 | 254 | 255 | 254 | 0.97 | 0.97 | 0.97 | 0.97 | 0.97 | [10 empty] | Urban | Urban | Urban | Urban | Urban | Yes | Yes | Yes | Yes | Yes | 949 | 949 | 949 | 949 | 949 | [15 empty] | 17 | 17 | 17 | 17 | 17 | NA | NA | NA | NA | NA | [5 empty] | NA | NA | NA | NA | NA | 17 | 17 | 17 | 17 | 17 | [10 empty] | NA | NA | NA | NA | NA
0 | 0 | 0 |  | 0 |  | NA | 252 | 258 | 254 | 255 | 254 | 0.97 | 0.97 | 0.97 | 0.97 | 0.97 | 949 | 949 | 949 | 949 | 949 | [10 empty] | 0 | 0 | 0 | 0 | 0 | Yes | Yes | Yes | Yes | Yes | 467 | 482 | 475 | 477 | 475 | [15 empty] | 0 | 0 | 0 | 0 | 0 | NA | NA | NA | NA | NA | [5 empty] | NA | NA | NA | NA | NA | 0 | 0 | 0 | 0 | 0 | [10 empty] | NA | NA | NA | NA | NA
0 | 0 | 0 |  | 0 |  | NA | 0.97 | 0.97 | 0.97 | 0.97 | 0.97 | 949 | 949 | 949 | 949 | 949 | 467 | 482 | 475 | 477 | 475 | [10 empty] | 0 | 0 | 0 | 0 | 0 | Yes | Yes | Yes | Yes | Yes | 975 | 975 | 975 | 975 | 975 | [15 empty] | 0 | 0 | 0 | 0 | 0 | NA | NA | NA | NA | NA | [5 empty] | NA | NA | NA | NA | NA | 0 | 0 | 0 | 0 | 0 | [10 empty] | NA | NA | NA | NA | NA
0 | 0 | 0 |  | 0 |  | NA | 949 | 949 | 949 | 949 | 949 | 467 | 482 | 475 | 477 | 475 | 975 | 975 | 975 | 975 | 975 | [10 empty] | 0 | 0 | 0 | 0 | 0 | Yes | Yes | Yes | Yes | Yes | 252 | 258 | 255 | 255 | 255 | [15 empty] | 0 | 0 | 0 | 0 | 0 | NA | NA | NA | NA | NA | [5 empty] | NA | NA | NA | NA | NA | 0 | 0 | 0 | 0 | 0 | [10 empty] | NA | NA | NA | NA | NA
0 | 0 | 0 |  | 0 |  | NA | 467 | 482 | 475 | 477 | 475 | 975 | 975 | 975 | 975 | 975 | 252 | 258 | 255 | 255 | 255 | [10 empty] | 0 | 0 | 0 | 0 | 0 | Yes | Yes | Yes | Yes | Yes | 0.97 | 0.97 | 0.97 | 0.97 | 0.97 | [15 empty] | 0 | 0 | 0 | 0 | 0 | NA | NA | NA | NA | NA | [5 empty] | NA | NA | NA | NA | NA | 0 | 0 | 0 | 0 | 0 | [10 empty] | NA | NA | NA | NA | NA
Palmwoods 132 kV | F797 | Cooroy |  | Sunrise Hills |  | NA | 975 | 975 | 975 | 975 | 975 | 252 | 258 | 255 | 255 | 255 | 0.97 | 0.97 | 0.97 | 0.97 | 0.97 | [10 empty] | Urban | Urban | Urban | Urban | Urban | Yes | Yes | Yes | Yes | Yes | 975 | 975 | 975 | 975 | 975 | [15 empty] | 17 | 17 | 17 | 17 | 17 | NA | NA | NA | NA | NA | [5 empty] | NA | NA | NA | NA | NA | 17 | 17 | 17 | 17 | 17 | [10 empty] | NA | NA | NA | NA | NA
0 | 0 | 0 |  | 0 |  | NA | 252 | 258 | 255 | 255 | 255 | 0.97 | 0.97 | 0.97 | 0.97 | 0.97 | 975 | 975 | 975 | 975 | 975 | [10 empty] | 0 | 0 | 0 | 0 | 0 | Yes | Yes | Yes | Yes | Yes | 467 | 482 | 475 | 477 | 475 | [15 empty] | 0 | 0 | 0 | 0 | 0 | NA | NA | NA | NA | NA | [5 empty] | NA | NA | NA | NA | NA | 0 | 0 | 0 | 0 | 0 | [10 empty] | NA | NA | NA | NA | NA
0 | 0 | 0 |  | 0 |  | NA | 0.97 | 0.97 | 0.97 | 0.97 | 0.97 | 975 | 975 | 975 | 975 | 975 | 467 | 482 | 475 | 477 | 475 | [10 empty] | 0 | 0 | 0 | 0 | 0 | Yes | Yes | Yes | Yes | Yes | 975 | 975 | 975 | 975 | 975 | [15 empty] | 0 | 0 | 0 | 0 | 0 | NA | NA | NA | NA | NA | [5 empty] | NA | NA | NA | NA | NA | 0 | 0 | 0 | 0 | 0 | [10 empty] | NA | NA | NA | NA | NA
0 | 0 | 0 |  | 0 |  | NA | 975 | 975 | 975 | 975 | 975 | 467 | 482 | 475 | 477 | 475 | 975 | 975 | 975 | 975 | 975 | [10 empty] | 0 | 0 | 0 | 0 | 0 | Yes | Yes | Yes | Yes | Yes | 193 | 197 | 198 | 201 | 205 | [15 empty] | 0 | 0 | 0 | 0 | 0 | NA | NA | NA | NA | NA | [5 empty] | NA | NA | NA | NA | NA | 0 | 0 | 0 | 0 | 0 | [10 empty] | NA | NA | NA | NA | NA
0 | 0 | 0 |  | 0 |  | NA | 467 | 482 | 475 | 477 | 475 | 975 | 975 | 975 | 975 | 975 | 193 | 197 | 198 | 201 | 205 | [10 empty] | 0 | 0 | 0 | 0 | 0 | Yes | Yes | Yes | Yes | Yes | 0.98 | 0.98 | 0.98 | 0.98 | 0.98 | [15 empty] | 0 | 0 | 0 | 0 | 0 | NA | NA | NA | NA | NA | [5 empty] | NA | NA | NA | NA | NA | 0 | 0 | 0 | 0 | 0 | [10 empty] | NA | NA | NA | NA | NA
Palmwoods 132 kV | F803 | Mooloolaba |  | Caloundra |  | NA | 975 | 975 | 975 | 975 | 975 | 193 | 197 | 198 | 201 | 205 | 0.98 | 0.98 | 0.98 | 0.98 | 0.98 | [10 empty] | Urban | Urban | Urban | Urban | Urban | Yes | Yes | Yes | Yes | Yes | 975 | 975 | 975 | 975 | 975 | [15 empty] | 17 | 17 | 17 | 17 | 17 | NA | NA | NA | NA | NA | [5 empty] | NA | NA | NA | NA | NA | 17 | 17 | 17 | 17 | 17 | [10 empty] | NA | NA | NA | NA | NA
0 | 0 | 0 |  | 0 |  | NA | 193 | 197 | 198 | 201 | 205 | 0.98 | 0.98 | 0.98 | 0.98 | 0.98 | 975 | 975 | 975 | 975 | 975 | [10 empty] | 0 | 0 | 0 | 0 | 0 | Yes | Yes | Yes | Yes | Yes | 430 | 442 | 442 | 452 | 458 | [15 empty] | 0 | 0 | 0 | 0 | 0 | NA | NA | NA | NA | NA | [5 empty] | NA | NA | NA | NA | NA | 0 | 0 | 0 | 0 | 0 | [10 empty] | NA | NA | NA | NA | NA
0 | 0 | 0 |  | 0 |  | NA | 0.98 | 0.98 | 0.98 | 0.98 | 0.98 | 975 | 975 | 975 | 975 | 975 | 430 | 442 | 442 | 452 | 458 | [10 empty] | 0 | 0 | 0 | 0 | 0 | Yes | Yes | Yes | Yes | Yes | 975 | 975 | 975 | 975 | 975 | [15 empty] | 0 | 0 | 0 | 0 | 0 | NA | NA | NA | NA | NA | [5 empty] | NA | NA | NA | NA | NA | 0 | 0 | 0 | 0 | 0 | [10 empty] | NA | NA | NA | NA | NA
0 | 0 | 0 |  | 0 |  | NA | 975 | 975 | 975 | 975 | 975 | 430 | 442 | 442 | 452 | 458 | 975 | 975 | 975 | 975 | 975 | [10 empty] | 0 | 0 | 0 | 0 | 0 | Yes | Yes | Yes | Yes | Yes | 30 | 30 | 30 | 31 | 32 | [15 empty] | 0 | 0 | 0 | 0 | 0 | NA | NA | NA | NA | NA | [5 empty] | NA | NA | NA | NA | NA | 0 | 0 | 0 | 0 | 0 | [10 empty] | NA | NA | NA | NA | NA
0 | 0 | 0 |  | 0 |  | NA | 430 | 442 | 442 | 452 | 458 | 975 | 975 | 975 | 975 | 975 | 30 | 30 | 30 | 31 | 32 | [10 empty] | 0 | 0 | 0 | 0 | 0 | Yes | Yes | Yes | Yes | Yes | 0.98 | 0.98 | 0.98 | 0.98 | 0.98 | [15 empty] | 0 | 0 | 0 | 0 | 0 | NA | NA | NA | NA | NA | [5 empty] | NA | NA | NA | NA | NA | 0 | 0 | 0 | 0 | 0 | [10 empty] | NA | NA | NA | NA | NA
Palmwoods 132 kV | F804 | Caloundra |  | Currimundi |  | NA | 975 | 975 | 975 | 975 | 975 | 30 | 30 | 30 | 31 | 32 | 0.98 | 0.98 | 0.98 | 0.98 | 0.98 | [10 empty] | Urban | Urban | Urban | Urban | Urban | Yes | Yes | Yes | Yes | Yes | 975 | 975 | 975 | 975 | 975 | [15 empty] | 17 | 17 | 17 | 17 | 17 | NA | NA | NA | NA | NA | [5 empty] | NA | NA | NA | NA | NA | 17 | 17 | 17 | 17 | 17 | [10 empty] | NA | NA | NA | NA | NA
0 | 0 | 0 |  | 0 |  | NA | 30 | 30 | 30 | 31 | 32 | 0.98 | 0.98 | 0.98 | 0.98 | 0.98 | 975 | 975 | 975 | 975 | 975 | [10 empty] | 0 | 0 | 0 | 0 | 0 | Yes | Yes | Yes | Yes | Yes | 225 | 231 | 231 | 236 | 239 | [15 empty] | 0 | 0 | 0 | 0 | 0 | NA | NA | NA | NA | NA | [5 empty] | NA | NA | NA | NA | NA | 0 | 0 | 0 | 0 | 0 | [10 empty] | NA | NA | NA | NA | NA
0 | 0 | 0 |  | 0 |  | NA | 0.98 | 0.98 | 0.98 | 0.98 | 0.98 | 975 | 975 | 975 | 975 | 975 | 225 | 231 | 231 | 236 | 239 | [10 empty] | 0 | 0 | 0 | 0 | 0 | Yes | Yes | Yes | Yes | Yes | 975 | 975 | 975 | 975 | 975 | [15 empty] | 0 | 0 | 0 | 0 | 0 | NA | NA | NA | NA | NA | [5 empty] | NA | NA | NA | NA | NA | 0 | 0 | 0 | 0 | 0 | [10 empty] | NA | NA | NA | NA | NA
0 | 0 | 0 |  | 0 |  | NA | 975 | 975 | 975 | 975 | 975 | 225 | 231 | 231 | 236 | 239 | 975 | 975 | 975 | 975 | 975 | [10 empty] | 0 | 0 | 0 | 0 | 0 | Yes | Yes | Yes | Yes | Yes | 60 | 61 | 63 | 65 | 66 | [15 empty] | 0 | 0 | 0 | 0 | 0 | NA | NA | NA | NA | NA | [5 empty] | NA | NA | NA | NA | NA | 0 | 0 | 0 | 0 | 0 | [10 empty] | NA | NA | NA | NA | NA
0 | 0 | 0 |  | 0 |  | NA | 225 | 231 | 231 | 236 | 239 | 975 | 975 | 975 | 975 | 975 | 60 | 61 | 63 | 65 | 66 | [10 empty] | 0 | 0 | 0 | 0 | 0 | Yes | Yes | Yes | Yes | Yes | 0.68 | 0.69 | 0.7 | 0.7 | 0.7 | [15 empty] | 0 | 0 | 0 | 0 | 0 | NA | NA | NA | NA | NA | [5 empty] | NA | NA | NA | NA | NA | 0 | 0 | 0 | 0 | 0 | [10 empty] | NA | NA | NA | NA | NA
Palmwoods 132 kV | F815 | Mooloolaba |  | Alexandra Headlands |  | NA | 975 | 975 | 975 | 975 | 975 | 60 | 61 | 63 | 65 | 66 | 0.68 | 0.69 | 0.7 | 0.7 | 0.7 | [10 empty] | Urban | Urban | Urban | Urban | Urban | Yes | Yes | Yes | Yes | Yes | 975 | 975 | 975 | 975 | 975 | [15 empty] | 17 | 17 | 17 | 17 | 17 | NA | NA | NA | NA | NA | [5 empty] | NA | NA | NA | NA | NA | 17 | 17 | 17 | 17 | 17 | [10 empty] | NA | NA | NA | NA | NA
0 | 0 | 0 |  | 0 |  | NA | 60 | 61 | 63 | 65 | 66 | 0.68 | 0.69 | 0.7 | 0.7 | 0.7 | 975 | 975 | 975 | 975 | 975 | [10 empty] | 0 | 0 | 0 | 0 | 0 | Yes | Yes | Yes | Yes | Yes | 153 | 154 | 154 | 155 | 156 | [15 empty] | 0 | 0 | 0 | 0 | 0 | NA | NA | NA | NA | NA | [5 empty] | NA | NA | NA | NA | NA | 0 | 0 | 0 | 0 | 0 | [10 empty] | NA | NA | NA | NA | NA
0 | 0 | 0 |  | 0 |  | NA | 0.68 | 0.69 | 0.7 | 0.7 | 0.7 | 975 | 975 | 975 | 975 | 975 | 153 | 154 | 154 | 155 | 156 | [10 empty] | 0 | 0 | 0 | 0 | 0 | Yes | Yes | Yes | Yes | Yes | 975 | 975 | 975 | 975 | 975 | [15 empty] | 0 | 0 | 0 | 0 | 0 | NA | NA | NA | NA | NA | [5 empty] | NA | NA | NA | NA | NA | 0 | 0 | 0 | 0 | 0 | [10 empty] | NA | NA | NA | NA | NA
0 | 0 | 0 |  | 0 |  | NA | 975 | 975 | 975 | 975 | 975 | 153 | 154 | 154 | 155 | 156 | 975 | 975 | 975 | 975 | 975 | [10 empty] | 0 | 0 | 0 | 0 | 0 | Yes | Yes | Yes | Yes | Yes | 94 | 95 | 95 | 97 | 98 | [15 empty] | 0 | 0 | 0 | 0 | 0 | NA | NA | NA | NA | NA | [5 empty] | NA | NA | NA | NA | NA | 0 | 0 | 0 | 0 | 0 | [10 empty] | NA | NA | NA | NA | NA
0 | 0 | 0 |  | 0 |  | NA | 153 | 154 | 154 | 155 | 156 | 975 | 975 | 975 | 975 | 975 | 94 | 95 | 95 | 97 | 98 | [10 empty] | 0 | 0 | 0 | 0 | 0 | Yes | Yes | Yes | Yes | Yes | 0.91 | 0.92 | 0.92 | 0.92 | 0.93 | [15 empty] | 0 | 0 | 0 | 0 | 0 | NA | NA | NA | NA | NA | [5 empty] | NA | NA | NA | NA | NA | 0 | 0 | 0 | 0 | 0 | [10 empty] | NA | NA | NA | NA | NA
Palmwoods 132 kV | F816 | Mooloolaba |  | West Maroochydore |  | NA | 975 | 975 | 975 | 975 | 975 | 94 | 95 | 95 | 97 | 98 | 0.91 | 0.92 | 0.92 | 0.92 | 0.93 | [10 empty] | Urban | Urban | Urban | Urban | Urban | Yes | Yes | Yes | Yes | Yes | 975 | 975 | 975 | 975 | 975 | [15 empty] | 17 | 17 | 17 | 17 | 17 | NA | NA | NA | NA | NA | [5 empty] | NA | NA | NA | NA | NA | 17 | 17 | 17 | 17 | 17 | [10 empty] | NA | NA | NA | NA | NA
0 | 0 | 0 |  | 0 |  | NA | 94 | 95 | 95 | 97 | 98 | 0.91 | 0.92 | 0.92 | 0.92 | 0.93 | 975 | 975 | 975 | 975 | 975 | [10 empty] | 0 | 0 | 0 | 0 | 0 | Yes | Yes | Yes | Yes | Yes | 170 | 173 | 174 | 177 | 179 | [15 empty] | 0 | 0 | 0 | 0 | 0 | NA | NA | NA | NA | NA | [5 empty] | NA | NA | NA | NA | NA | 0 | 0 | 0 | 0 | 0 | [10 empty] | NA | NA | NA | NA | NA
0 | 0 | 0 |  | 0 |  | NA | 0.91 | 0.92 | 0.92 | 0.92 | 0.93 | 975 | 975 | 975 | 975 | 975 | 170 | 173 | 174 | 177 | 179 | [10 empty] | 0 | 0 | 0 | 0 | 0 | Yes | Yes | Yes | Yes | Yes | 894 | 894 | 894 | 894 | 894 | [15 empty] | 0 | 0 | 0 | 0 | 0 | NA | NA | NA | NA | NA | [5 empty] | NA | NA | NA | NA | NA | 0 | 0 | 0 | 0 | 0 | [10 empty] | NA | NA | NA | NA | NA
0 | 0 | 0 |  | 0 |  | NA | 975 | 975 | 975 | 975 | 975 | 170 | 173 | 174 | 177 | 179 | 894 | 894 | 894 | 894 | 894 | [10 empty] | 0 | 0 | 0 | 0 | 0 | Yes | Yes | Yes | Yes | Yes | 268 | 273 | 274 | 278 | 283 | [15 empty] | 0 | 0 | 0 | 0 | 0 | NA | NA | NA | NA | NA | [5 empty] | NA | NA | NA | NA | NA | 0 | 0 | 0 | 0 | 0 | [10 empty] | NA | NA | NA | NA | NA
0 | 0 | 0 |  | 0 |  | NA | 170 | 173 | 174 | 177 | 179 | 894 | 894 | 894 | 894 | 894 | 268 | 273 | 274 | 278 | 283 | [10 empty] | 0 | 0 | 0 | 0 | 0 | Yes | Yes | Yes | Yes | Yes | 0.99 | 0.99 | 0.99 | 0.99 | 0.99 | [15 empty] | 0 | 0 | 0 | 0 | 0 | NA | NA | NA | NA | NA | [5 empty] | NA | NA | NA | NA | NA | 0 | 0 | 0 | 0 | 0 | [10 empty] | NA | NA | NA | NA | NA
Palmwoods 132 kV | F819 | Mooloolaba |  | Kawana |  | NA | 894 | 894 | 894 | 894 | 894 | 268 | 273 | 274 | 278 | 283 | 0.99 | 0.99 | 0.99 | 0.99 | 0.99 | [10 empty] | Urban | Urban | Urban | Urban | Urban | Yes | Yes | Yes | Yes | Yes | 894 | 894 | 894 | 894 | 894 | [15 empty] | 17 | 17 | 17 | 17 | 17 | NA | NA | NA | NA | NA | [5 empty] | NA | NA | NA | NA | NA | 17 | 17 | 17 | 17 | 17 | [10 empty] | NA | NA | NA | NA | NA
0 | 0 | 0 |  | 0 |  | NA | 268 | 273 | 274 | 278 | 283 | 0.99 | 0.99 | 0.99 | 0.99 | 0.99 | 894 | 894 | 894 | 894 | 894 | [10 empty] | 0 | 0 | 0 | 0 | 0 | Yes | Yes | Yes | Yes | Yes | 427 | 439 | 439 | 449 | 455 | [15 empty] | 0 | 0 | 0 | 0 | 0 | NA | NA | NA | NA | NA | [5 empty] | NA | NA | NA | NA | NA | 0 | 0 | 0 | 0 | 0 | [10 empty] | NA | NA | NA | NA | NA
0 | 0 | 0 |  | 0 |  | NA | 0.99 | 0.99 | 0.99 | 0.99 | 0.99 | 894 | 894 | 894 | 894 | 894 | 427 | 439 | 439 | 449 | 455 | [10 empty] | 0 | 0 | 0 | 0 | 0 | Yes | Yes | Yes | Yes | Yes | 975 | 975 | 975 | 975 | 975 | [15 empty] | 0 | 0 | 0 | 0 | 0 | NA | NA | NA | NA | NA | [5 empty] | NA | NA | NA | NA | NA | 0 | 0 | 0 | 0 | 0 | [10 empty] | NA | NA | NA | NA | NA
0 | 0 | 0 |  | 0 |  | NA | 894 | 894 | 894 | 894 | 894 | 427 | 439 | 439 | 449 | 455 | 975 | 975 | 975 | 975 | 975 | [10 empty] | 0 | 0 | 0 | 0 | 0 | Yes | Yes | Yes | Yes | Yes | 193 | 197 | 200 | 205 | 209 | [15 empty] | 0 | 0 | 0 | 0 | 0 | NA | NA | NA | NA | NA | [5 empty] | NA | NA | NA | NA | NA | 0 | 0 | 0 | 0 | 0 | [10 empty] | NA | NA | NA | NA | NA
0 | 0 | 0 |  | 0 |  | NA | 427 | 439 | 439 | 449 | 455 | 975 | 975 | 975 | 975 | 975 | 193 | 197 | 200 | 205 | 209 | [10 empty] | 0 | 0 | 0 | 0 | 0 | Yes | Yes | Yes | Yes | Yes | 1 | 1 | 1 | 1 | 1 | [15 empty] | 0 | 0 | 0 | 0 | 0 | NA | NA | NA | NA | NA | [5 empty] | NA | NA | NA | NA | NA | 0 | 0 | 0 | 0 | 0 | [10 empty] | NA | NA | NA | NA | NA
Palmwoods 132 kV | F821 | West Maroochydore |  | Alexandra Headlands |  | NA | 975 | 975 | 975 | 975 | 975 | 193 | 197 | 200 | 205 | 209 | 1 | 1 | 1 | 1 | 1 | [10 empty] | Urban | Urban | Urban | Urban | Urban | Yes | Yes | Yes | Yes | Yes | 975 | 975 | 975 | 975 | 975 | [15 empty] | 17 | 17 | 17 | 17 | 17 | NA | NA | NA | NA | NA | [5 empty] | NA | NA | NA | NA | NA | 17 | 17 | 17 | 17 | 17 | [10 empty] | NA | NA | NA | NA | NA
0 | 0 | 0 |  | 0 |  | NA | 193 | 197 | 200 | 205 | 209 | 1 | 1 | 1 | 1 | 1 | 975 | 975 | 975 | 975 | 975 | [10 empty] | 0 | 0 | 0 | 0 | 0 | Yes | Yes | Yes | Yes | Yes | 348 | 358 | 360 | 370 | 375 | [15 empty] | 0 | 0 | 0 | 0 | 0 | NA | NA | NA | NA | NA | [5 empty] | NA | NA | NA | NA | NA | 0 | 0 | 0 | 0 | 0 | [10 empty] | NA | NA | NA | NA | NA
0 | 0 | 0 |  | 0 |  | NA | 1 | 1 | 1 | 1 | 1 | 975 | 975 | 975 | 975 | 975 | 348 | 358 | 360 | 370 | 375 | [10 empty] | 0 | 0 | 0 | 0 | 0 | Yes | Yes | Yes | Yes | Yes | 975 | 975 | 975 | 975 | 975 | [15 empty] | 0 | 0 | 0 | 0 | 0 | NA | NA | NA | NA | NA | [5 empty] | NA | NA | NA | NA | NA | 0 | 0 | 0 | 0 | 0 | [10 empty] | NA | NA | NA | NA | NA
0 | 0 | 0 |  | 0 |  | NA | 975 | 975 | 975 | 975 | 975 | 348 | 358 | 360 | 370 | 375 | 975 | 975 | 975 | 975 | 975 | [10 empty] | 0 | 0 | 0 | 0 | 0 | Yes | Yes | Yes | Yes | Yes | 177 | 181 | 182 | 186 | 190 | [15 empty] | 0 | 0 | 0 | 0 | 0 | NA | NA | NA | NA | NA | [5 empty] | NA | NA | NA | NA | NA | 0 | 0 | 0 | 0 | 0 | [10 empty] | NA | NA | NA | NA | NA
0 | 0 | 0 |  | 0 |  | NA | 348 | 358 | 360 | 370 | 375 | 975 | 975 | 975 | 975 | 975 | 177 | 181 | 182 | 186 | 190 | [10 empty] | 0 | 0 | 0 | 0 | 0 | Yes | Yes | Yes | Yes | Yes | 1 | 1 | 1 | 1 | 1 | [15 empty] | 0 | 0 | 0 | 0 | 0 | NA | NA | NA | NA | NA | [5 empty] | NA | NA | NA | NA | NA | 0 | 0 | 0 | 0 | 0 | [10 empty] | NA | NA | NA | NA | NA
Palmwoods 132 kV | F844 | Kawana |  | Birtinya |  | NA | 975 | 975 | 975 | 975 | 975 | 177 | 181 | 182 | 186 | 190 | 1 | 1 | 1 | 1 | 1 | [10 empty] | Urban | Urban | Urban | Urban | Urban | Yes | Yes | Yes | Yes | Yes | 975 | 975 | 975 | 975 | 975 | [15 empty] | 17 | 17 | 17 | 17 | 17 | NA | NA | NA | NA | NA | [5 empty] | NA | NA | NA | NA | NA | 17 | 17 | 17 | 17 | 17 | [10 empty] | NA | NA | NA | NA | NA
0 | 0 | 0 |  | 0 |  | NA | 177 | 181 | 182 | 186 | 190 | 1 | 1 | 1 | 1 | 1 | 975 | 975 | 975 | 975 | 975 | [10 empty] | 0 | 0 | 0 | 0 | 0 | Yes | Yes | Yes | Yes | Yes | 341 | 351 | 353 | 362 | 368 | [15 empty] | 0 | 0 | 0 | 0 | 0 | NA | NA | NA | NA | NA | [5 empty] | NA | NA | NA | NA | NA | 0 | 0 | 0 | 0 | 0 | [10 empty] | NA | NA | NA | NA | NA
0 | 0 | 0 |  | 0 |  | NA | 1 | 1 | 1 | 1 | 1 | 975 | 975 | 975 | 975 | 975 | 341 | 351 | 353 | 362 | 368 | [10 empty] | 0 | 0 | 0 | 0 | 0 | Yes | Yes | Yes | Yes | Yes | 975 | 975 | 975 | 975 | 975 | [15 empty] | 0 | 0 | 0 | 0 | 0 | NA | NA | NA | NA | NA | [5 empty] | NA | NA | NA | NA | NA | 0 | 0 | 0 | 0 | 0 | [10 empty] | NA | NA | NA | NA | NA
0 | 0 | 0 |  | 0 |  | NA | 975 | 975 | 975 | 975 | 975 | 341 | 351 | 353 | 362 | 368 | 975 | 975 | 975 | 975 | 975 | [10 empty] | 0 | 0 | 0 | 0 | 0 | Yes | Yes | Yes | Yes | Yes | 108 | 111 | 112 | 115 | 118 | [15 empty] | 0 | 0 | 0 | 0 | 0 | NA | NA | NA | NA | NA | [5 empty] | NA | NA | NA | NA | NA | 0 | 0 | 0 | 0 | 0 | [10 empty] | NA | NA | NA | NA | NA
0 | 0 | 0 |  | 0 |  | NA | 341 | 351 | 353 | 362 | 368 | 975 | 975 | 975 | 975 | 975 | 108 | 111 | 112 | 115 | 118 | [10 empty] | 0 | 0 | 0 | 0 | 0 | Yes | Yes | Yes | Yes | Yes | 1 | 1 | 1 | 1 | 1 | [15 empty] | 0 | 0 | 0 | 0 | 0 | NA | NA | NA | NA | NA | [5 empty] | NA | NA | NA | NA | NA | 0 | 0 | 0 | 0 | 0 | [10 empty] | NA | NA | NA | NA | NA
Palmwoods 132 kV | F851 | Birtinya |  | Currimundi |  | NA | 975 | 975 | 975 | 975 | 975 | 108 | 111 | 112 | 115 | 118 | 1 | 1 | 1 | 1 | 1 | [10 empty] | Urban | Urban | Urban | Urban | Urban | Yes | Yes | Yes | Yes | Yes | 975 | 975 | 975 | 975 | 975 | [15 empty] | 17 | 17 | 17 | 17 | 17 | NA | NA | NA | NA | NA | [5 empty] | NA | NA | NA | NA | NA | 17 | 17 | 17 | 17 | 17 | [10 empty] | NA | NA | NA | NA | NA
0 | 0 | 0 |  | 0 |  | NA | 108 | 111 | 112 | 115 | 118 | 1 | 1 | 1 | 1 | 1 | 975 | 975 | 975 | 975 | 975 | [10 empty] | 0 | 0 | 0 | 0 | 0 | Yes | Yes | Yes | Yes | Yes | 276 | 285 | 286 | 294 | 299 | [15 empty] | 0 | 0 | 0 | 0 | 0 | NA | NA | NA | NA | NA | [5 empty] | NA | NA | NA | NA | NA | 0 | 0 | 0 | 0 | 0 | [10 empty] | NA | NA | NA | NA | NA
0 | 0 | 0 |  | 0 |  | NA | 1 | 1 | 1 | 1 | 1 | 975 | 975 | 975 | 975 | 975 | 276 | 285 | 286 | 294 | 299 | [10 empty] | 0 | 0 | 0 | 0 | 0 | Yes | Yes | Yes | Yes | Yes | 1376 | 1376 | 1376 | 1376 | 1376 | [15 empty] | 0 | 0 | 0 | 0 | 0 | NA | NA | NA | NA | NA | [5 empty] | NA | NA | NA | NA | NA | 0 | 0 | 0 | 0 | 0 | [10 empty] | NA | NA | NA | NA | NA
0 | 0 | 0 |  | 0 |  | NA | 975 | 975 | 975 | 975 | 975 | 276 | 285 | 286 | 294 | 299 | 1376 | 1376 | 1376 | 1376 | 1376 | [10 empty] | 0 | 0 | 0 | 0 | 0 | Yes | Yes | Yes | Yes | Yes | 207 | 211 | 211 | 215 | 218 | [15 empty] | 0 | 0 | 0 | 0 | 0 | NA | NA | NA | NA | NA | [5 empty] | NA | NA | NA | NA | NA | 0 | 0 | 0 | 0 | 0 | [10 empty] | NA | NA | NA | NA | NA
0 | 0 | 0 |  | 0 |  | NA | 276 | 285 | 286 | 294 | 299 | 1376 | 1376 | 1376 | 1376 | 1376 | 207 | 211 | 211 | 215 | 218 | [10 empty] | 0 | 0 | 0 | 0 | 0 | Yes | Yes | Yes | Yes | Yes | 1 | 1 | 1 | 1 | 1 | [15 empty] | 0 | 0 | 0 | 0 | 0 | NA | NA | NA | NA | NA | [5 empty] | NA | NA | NA | NA | NA | 0 | 0 | 0 | 0 | 0 | [10 empty] | NA | NA | NA | NA | NA
Palmwoods 132 kV | F845 | Palmwoods |  | West Maroochydore |  | NA | 1376 | 1376 | 1376 | 1376 | 1376 | 207 | 211 | 211 | 215 | 218 | 1 | 1 | 1 | 1 | 1 | [10 empty] | Urban | Urban | Urban | Urban | Urban | Yes | Yes | Yes | Yes | Yes | 1376 | 1376 | 1376 | 1376 | 1376 | [15 empty] | 17 | 17 | 17 | 17 | 17 | NA | NA | NA | NA | NA | [5 empty] | NA | NA | NA | NA | NA | 17 | 17 | 17 | 17 | 17 | [10 empty] | NA | NA | NA | NA | NA
0 | 0 | 0 |  | 0 |  | NA | 207 | 211 | 211 | 215 | 218 | 1 | 1 | 1 | 1 | 1 | 1376 | 1376 | 1376 | 1376 | 1376 | [10 empty] | 0 | 0 | 0 | 0 | 0 | Yes | Yes | Yes | Yes | Yes | 272 | 278 | 279 | 285 | 288 | [15 empty] | 0 | 0 | 0 | 0 | 0 | NA | NA | NA | NA | NA | [5 empty] | NA | NA | NA | NA | NA | 0 | 0 | 0 | 0 | 0 | [10 empty] | NA | NA | NA | NA | NA
0 | 0 | 0 |  | 0 |  | NA | 1 | 1 | 1 | 1 | 1 | 1376 | 1376 | 1376 | 1376 | 1376 | 272 | 278 | 279 | 285 | 288 | [10 empty] | 0 | 0 | 0 | 0 | 0 | Yes | Yes | Yes | Yes | Yes | 1376 | 1376 | 1376 | 1376 | 1376 | [15 empty] | 0 | 0 | 0 | 0 | 0 | NA | NA | NA | NA | NA | [5 empty] | NA | NA | NA | NA | NA | 0 | 0 | 0 | 0 | 0 | [10 empty] | NA | NA | NA | NA | NA
0 | 0 | 0 |  | 0 |  | NA | 1376 | 1376 | 1376 | 1376 | 1376 | 272 | 278 | 279 | 285 | 288 | 1376 | 1376 | 1376 | 1376 | 1376 | [10 empty] | 0 | 0 | 0 | 0 | 0 | Yes | Yes | Yes | Yes | Yes | 207 | 211 | 211 | 215 | 218 | [15 empty] | 0 | 0 | 0 | 0 | 0 | NA | NA | NA | NA | NA | [5 empty] | NA | NA | NA | NA | NA | 0 | 0 | 0 | 0 | 0 | [10 empty] | NA | NA | NA | NA | NA
0 | 0 | 0 |  | 0 |  | NA | 272 | 278 | 279 | 285 | 288 | 1376 | 1376 | 1376 | 1376 | 1376 | 207 | 211 | 211 | 215 | 218 | [10 empty] | 0 | 0 | 0 | 0 | 0 | Yes | Yes | Yes | Yes | Yes | 1 | 1 | 1 | 1 | 1 | [15 empty] | 0 | 0 | 0 | 0 | 0 | NA | NA | NA | NA | NA | [5 empty] | NA | NA | NA | NA | NA | 0 | 0 | 0 | 0 | 0 | [10 empty] | NA | NA | NA | NA | NA
Palmwoods 132 kV | F846 | Palmwoods |  | West Maroochydore |  | NA | 1376 | 1376 | 1376 | 1376 | 1376 | 207 | 211 | 211 | 215 | 218 | 1 | 1 | 1 | 1 | 1 | [10 empty] | Urban | Urban | Urban | Urban | Urban | Yes | Yes | Yes | Yes | Yes | 1376 | 1376 | 1376 | 1376 | 1376 | [15 empty] | 17 | 17 | 17 | 17 | 17 | NA | NA | NA | NA | NA | [5 empty] | NA | NA | NA | NA | NA | 17 | 17 | 17 | 17 | 17 | [10 empty] | NA | NA | NA | NA | NA
0 | 0 | 0 |  | 0 |  | NA | 207 | 211 | 211 | 215 | 218 | 1 | 1 | 1 | 1 | 1 | 1376 | 1376 | 1376 | 1376 | 1376 | [10 empty] | 0 | 0 | 0 | 0 | 0 | Yes | Yes | Yes | Yes | Yes | 272 | 278 | 279 | 285 | 288 | [15 empty] | 0 | 0 | 0 | 0 | 0 | NA | NA | NA | NA | NA | [5 empty] | NA | NA | NA | NA | NA | 0 | 0 | 0 | 0 | 0 | [10 empty] | NA | NA | NA | NA | NA
0 | 0 | 0 |  | 0 |  | NA | 1 | 1 | 1 | 1 | 1 | 1376 | 1376 | 1376 | 1376 | 1376 | 272 | 278 | 279 | 285 | 288 | [10 empty] | 0 | 0 | 0 | 0 | 0 | Yes | Yes | Yes | Yes | Yes | 1220 | 1220 | 1220 | 1220 | 1220 | [15 empty] | 0 | 0 | 0 | 0 | 0 | NA | NA | NA | NA | NA | [5 empty] | NA | NA | NA | NA | NA | 0 | 0 | 0 | 0 | 0 | [10 empty] | NA | NA | NA | NA | NA
0 | 0 | 0 |  | 0 |  | NA | 1376 | 1376 | 1376 | 1376 | 1376 | 272 | 278 | 279 | 285 | 288 | 1220 | 1220 | 1220 | 1220 | 1220 | [10 empty] | 0 | 0 | 0 | 0 | 0 | Yes | Yes | Yes | Yes | Yes | 137 | 139 | 138 | 138 | 138 | [15 empty] | 0 | 0 | 0 | 0 | 0 | NA | NA | NA | NA | NA | [5 empty] | NA | NA | NA | NA | NA | 0 | 0 | 0 | 0 | 0 | [10 empty] | NA | NA | NA | NA | NA
0 | 0 | 0 |  | 0 |  | NA | 272 | 278 | 279 | 285 | 288 | 1220 | 1220 | 1220 | 1220 | 1220 | 137 | 139 | 138 | 138 | 138 | [10 empty] | 0 | 0 | 0 | 0 | 0 | Yes | Yes | Yes | Yes | Yes | 0.96 | 0.96 | 0.96 | 0.96 | 0.96 | [15 empty] | 0 | 0 | 0 | 0 | 0 | NA | NA | NA | NA | NA | [5 empty] | NA | NA | NA | NA | NA | 0 | 0 | 0 | 0 | 0 | [10 empty] | NA | NA | NA | NA | NA
Rocklea | F817 | Rocklea |  | Archerfield |  | NA | 1220 | 1220 | 1220 | 1220 | 1220 | 137 | 139 | 138 | 138 | 138 | 0.96 | 0.96 | 0.96 | 0.96 | 0.96 | [10 empty] | Urban | Urban | Urban | Urban | Urban | Yes | Yes | Yes | Yes | Yes | 1220 | 1220 | 1220 | 1220 | 1220 | [15 empty] | 21 | 21 | 21 | 21 | 21 | NA | NA | NA | NA | NA | [5 empty] | NA | NA | NA | NA | NA | 21 | 21 | 21 | 21 | 21 | [10 empty] | NA | NA | NA | NA | NA
0 | 0 | 0 |  | 0 |  | NA | 137 | 139 | 138 | 138 | 138 | 0.96 | 0.96 | 0.96 | 0.96 | 0.96 | 1220 | 1220 | 1220 | 1220 | 1220 | [10 empty] | 0 | 0 | 0 | 0 | 0 | Yes | Yes | Yes | Yes | Yes | 264 | 269 | 265 | 267 | 267 | [15 empty] | 0 | 0 | 0 | 0 | 0 | NA | NA | NA | NA | NA | [5 empty] | NA | NA | NA | NA | NA | 0 | 0 | 0 | 0 | 0 | [10 empty] | NA | NA | NA | NA | NA
0 | 0 | 0 |  | 0 |  | NA | 0.96 | 0.96 | 0.96 | 0.96 | 0.96 | 1220 | 1220 | 1220 | 1220 | 1220 | 264 | 269 | 265 | 267 | 267 | [10 empty] | 0 | 0 | 0 | 0 | 0 | Yes | Yes | Yes | Yes | Yes | 1220 | 1220 | 1220 | 1220 | 1220 | [15 empty] | 0 | 0 | 0 | 0 | 0 | NA | NA | NA | NA | NA | [5 empty] | NA | NA | NA | NA | NA | 0 | 0 | 0 | 0 | 0 | [10 empty] | NA | NA | NA | NA | NA
0 | 0 | 0 |  | 0 |  | NA | 1220 | 1220 | 1220 | 1220 | 1220 | 264 | 269 | 265 | 267 | 267 | 1220 | 1220 | 1220 | 1220 | 1220 | [10 empty] | 0 | 0 | 0 | 0 | 0 | Yes | Yes | Yes | Yes | Yes | 137 | 139 | 138 | 138 | 138 | [15 empty] | 0 | 0 | 0 | 0 | 0 | NA | NA | NA | NA | NA | [5 empty] | NA | NA | NA | NA | NA | 0 | 0 | 0 | 0 | 0 | [10 empty] | NA | NA | NA | NA | NA
0 | 0 | 0 |  | 0 |  | NA | 264 | 269 | 265 | 267 | 267 | 1220 | 1220 | 1220 | 1220 | 1220 | 137 | 139 | 138 | 138 | 138 | [10 empty] | 0 | 0 | 0 | 0 | 0 | Yes | Yes | Yes | Yes | Yes | 0.96 | 0.96 | 0.96 | 0.96 | 0.96 | [15 empty] | 0 | 0 | 0 | 0 | 0 | NA | NA | NA | NA | NA | [5 empty] | NA | NA | NA | NA | NA | 0 | 0 | 0 | 0 | 0 | [10 empty] | NA | NA | NA | NA | NA
Rocklea | F818 | Rocklea |  | Archerfield |  | NA | 1220 | 1220 | 1220 | 1220 | 1220 | 137 | 139 | 138 | 138 | 138 | 0.96 | 0.96 | 0.96 | 0.96 | 0.96 | [10 empty] | Urban | Urban | Urban | Urban | Urban | Yes | Yes | Yes | Yes | Yes | 1220 | 1220 | 1220 | 1220 | 1220 | [15 empty] | 21 | 21 | 21 | 21 | 21 | NA | NA | NA | NA | NA | [5 empty] | NA | NA | NA | NA | NA | 21 | 21 | 21 | 21 | 21 | [10 empty] | NA | NA | NA | NA | NA
0 | 0 | 0 |  | 0 |  | NA | 137 | 139 | 138 | 138 | 138 | 0.96 | 0.96 | 0.96 | 0.96 | 0.96 | 1220 | 1220 | 1220 | 1220 | 1220 | [10 empty] | 0 | 0 | 0 | 0 | 0 | Yes | Yes | Yes | Yes | Yes | 264 | 269 | 265 | 267 | 267 | [15 empty] | 0 | 0 | 0 | 0 | 0 | NA | NA | NA | NA | NA | [5 empty] | NA | NA | NA | NA | NA | 0 | 0 | 0 | 0 | 0 | [10 empty] | NA | NA | NA | NA | NA
0 | 0 | 0 |  | 0 |  | NA | 0.96 | 0.96 | 0.96 | 0.96 | 0.96 | 1220 | 1220 | 1220 | 1220 | 1220 | 264 | 269 | 265 | 267 | 267 | [10 empty] | 0 | 0 | 0 | 0 | 0 | Yes | Yes | Yes | Yes | Yes | 1171 | 1171 | 1171 | 1171 | 1171 | [15 empty] | 0 | 0 | 0 | 0 | 0 | NA | NA | NA | NA | NA | [5 empty] | NA | NA | NA | NA | NA | 0 | 0 | 0 | 0 | 0 | [10 empty] | NA | NA | NA | NA | NA
0 | 0 | 0 |  | 0 |  | NA | 1220 | 1220 | 1220 | 1220 | 1220 | 264 | 269 | 265 | 267 | 267 | 1171 | 1171 | 1171 | 1171 | 1171 | [10 empty] | 0 | 0 | 0 | 0 | 0 | Yes | Yes | Yes | Yes | Yes | 107 | 116 | 115 | 115 | 115 | [15 empty] | 0 | 0 | 0 | 0 | 0 | NA | NA | NA | NA | NA | [5 empty] | NA | NA | NA | NA | NA | 0 | 0 | 0 | 0 | 0 | [10 empty] | NA | NA | NA | NA | NA
0 | 0 | 0 |  | 0 |  | NA | 264 | 269 | 265 | 267 | 267 | 1171 | 1171 | 1171 | 1171 | 1171 | 107 | 116 | 115 | 115 | 115 | [10 empty] | 0 | 0 | 0 | 0 | 0 | Yes | Yes | Yes | Yes | Yes | 1 | 1 | 1 | 1 | 1 | [15 empty] | 0 | 0 | 0 | 0 | 0 | NA | NA | NA | NA | NA | [5 empty] | NA | NA | NA | NA | NA | 0 | 0 | 0 | 0 | 0 | [10 empty] | NA | NA | NA | NA | NA
South Pine | F7337 | Nudgee |  | Myrtletown |  | NA | 1171 | 1171 | 1171 | 1171 | 1171 | 107 | 116 | 115 | 115 | 115 | 1 | 1 | 1 | 1 | 1 | [10 empty] | High Sec | High Sec | High Sec | High Sec | High Sec | Yes | Yes | Yes | Yes | Yes | 1171 | 1171 | 1171 | 1171 | 1171 | [15 empty] | NA | NA | NA | NA | NA | NA | NA | NA | NA | NA | [5 empty] | NA | NA | NA | NA | NA | NA | NA | NA | NA | NA | [10 empty] | NA | NA | NA | NA | NA
0 | 0 | 0 |  | 0 |  | NA | 107 | 116 | 115 | 115 | 115 | 1 | 1 | 1 | 1 | 1 | 1171 | 1171 | 1171 | 1171 | 1171 | [10 empty] | 0 | 0 | 0 | 0 | 0 | Yes | Yes | Yes | Yes | Yes | 210 | 228 | 226 | 227 | 226 | [15 empty] | 0 | 0 | 0 | 0 | 0 | NA | NA | NA | NA | NA | [5 empty] | NA | NA | NA | NA | NA | 0 | 0 | 0 | 0 | 0 | [10 empty] | NA | NA | NA | NA | NA
0 | 0 | 0 |  | 0 |  | NA | 1 | 1 | 1 | 1 | 1 | 1171 | 1171 | 1171 | 1171 | 1171 | 210 | 228 | 226 | 227 | 226 | [10 empty] | 0 | 0 | 0 | 0 | 0 | Yes | Yes | Yes | Yes | Yes | 1171 | 1171 | 1171 | 1171 | 1171 | [15 empty] | 0 | 0 | 0 | 0 | 0 | NA | NA | NA | NA | NA | [5 empty] | NA | NA | NA | NA | NA | 0 | 0 | 0 | 0 | 0 | [10 empty] | NA | NA | NA | NA | NA
0 | 0 | 0 |  | 0 |  | NA | 1171 | 1171 | 1171 | 1171 | 1171 | 210 | 228 | 226 | 227 | 226 | 1171 | 1171 | 1171 | 1171 | 1171 | [10 empty] | 0 | 0 | 0 | 0 | 0 | Yes | Yes | Yes | Yes | Yes | 107 | 116 | 115 | 115 | 115 | [15 empty] | 0 | 0 | 0 | 0 | 0 | NA | NA | NA | NA | NA | [5 empty] | NA | NA | NA | NA | NA | 0 | 0 | 0 | 0 | 0 | [10 empty] | NA | NA | NA | NA | NA
0 | 0 | 0 |  | 0 |  | NA | 210 | 228 | 226 | 227 | 226 | 1171 | 1171 | 1171 | 1171 | 1171 | 107 | 116 | 115 | 115 | 115 | [10 empty] | 0 | 0 | 0 | 0 | 0 | Yes | Yes | Yes | Yes | Yes | 1 | 1 | 1 | 1 | 1 | [15 empty] | 0 | 0 | 0 | 0 | 0 | NA | NA | NA | NA | NA | [5 empty] | NA | NA | NA | NA | NA | 0 | 0 | 0 | 0 | 0 | [10 empty] | NA | NA | NA | NA | NA
South Pine | F7338 | Nudgee |  | Myrtletown |  | NA | 1171 | 1171 | 1171 | 1171 | 1171 | 107 | 116 | 115 | 115 | 115 | 1 | 1 | 1 | 1 | 1 | [10 empty] | High Sec | High Sec | High Sec | High Sec | High Sec | Yes | Yes | Yes | Yes | Yes | 1171 | 1171 | 1171 | 1171 | 1171 | [15 empty] | NA | NA | NA | NA | NA | NA | NA | NA | NA | NA | [5 empty] | NA | NA | NA | NA | NA | NA | NA | NA | NA | NA | [10 empty] | NA | NA | NA | NA | NA
0 | 0 | 0 |  | 0 |  | NA | 107 | 116 | 115 | 115 | 115 | 1 | 1 | 1 | 1 | 1 | 1171 | 1171 | 1171 | 1171 | 1171 | [10 empty] | 0 | 0 | 0 | 0 | 0 | Yes | Yes | Yes | Yes | Yes | 210 | 228 | 226 | 227 | 226 | [15 empty] | 0 | 0 | 0 | 0 | 0 | NA | NA | NA | NA | NA | [5 empty] | NA | NA | NA | NA | NA | 0 | 0 | 0 | 0 | 0 | [10 empty] | NA | NA | NA | NA | NA
0 | 0 | 0 |  | 0 |  | NA | 1 | 1 | 1 | 1 | 1 | 1171 | 1171 | 1171 | 1171 | 1171 | 210 | 228 | 226 | 227 | 226 | [10 empty] | 0 | 0 | 0 | 0 | 0 | Yes | Yes | Yes | Yes | Yes | 1663 | 1663 | 1663 | 1663 | 1663 | [15 empty] | 0 | 0 | 0 | 0 | 0 | NA | NA | NA | NA | NA | [5 empty] | NA | NA | NA | NA | NA | 0 | 0 | 0 | 0 | 0 | [10 empty] | NA | NA | NA | NA | NA
0 | 0 | 0 |  | 0 |  | NA | 1171 | 1171 | 1171 | 1171 | 1171 | 210 | 228 | 226 | 227 | 226 | 1663 | 1663 | 1663 | 1663 | 1663 | [10 empty] | 0 | 0 | 0 | 0 | 0 | Yes | Yes | Yes | Yes | Yes | 515 | 542 | 549 | 553 | 555 | [15 empty] | 0 | 0 | 0 | 0 | 0 | NA | NA | NA | NA | NA | [5 empty] | NA | NA | NA | NA | NA | 0 | 0 | 0 | 0 | 0 | [10 empty] | NA | NA | NA | NA | NA
0 | 0 | 0 |  | 0 |  | NA | 210 | 228 | 226 | 227 | 226 | 1663 | 1663 | 1663 | 1663 | 1663 | 515 | 542 | 549 | 553 | 555 | [10 empty] | 0 | 0 | 0 | 0 | 0 | Yes | Yes | Yes | Yes | Yes | 1 | 1 | 1 | 1 | 1 | [15 empty] | 0 | 0 | 0 | 0 | 0 | NA | NA | NA | NA | NA | [5 empty] | NA | NA | NA | NA | NA | 0 | 0 | 0 | 0 | 0 | [10 empty] | NA | NA | NA | NA | NA
South Pine | F7341 | South Pine |  | Nudgee |  | NA | 1663 | 1663 | 1663 | 1663 | 1663 | 515 | 542 | 549 | 553 | 555 | 1 | 1 | 1 | 1 | 1 | [10 empty] | Urban | Urban | Urban | Urban | Urban | Yes | Yes | Yes | Yes | Yes | 1663 | 1663 | 1663 | 1663 | 1663 | [15 empty] | 21 | 21 | 21 | 21 | 21 | NA | NA | NA | NA | NA | [5 empty] | NA | NA | NA | NA | NA | 21 | 21 | 21 | 21 | 21 | [10 empty] | NA | NA | NA | NA | NA
0 | 0 | 0 |  | 0 |  | NA | 515 | 542 | 549 | 553 | 555 | 1 | 1 | 1 | 1 | 1 | 1663 | 1663 | 1663 | 1663 | 1663 | [10 empty] | 0 | 0 | 0 | 0 | 0 | Yes | Yes | Yes | Yes | Yes | 1005 | 1060 | 1077 | 1085 | 1088 | [15 empty] | 0 | 0 | 0 | 0 | 0 | NA | NA | NA | NA | NA | [5 empty] | NA | NA | NA | NA | NA | 0 | 0 | 0 | 0 | 0 | [10 empty] | NA | NA | NA | NA | NA
0 | 0 | 0 |  | 0 |  | NA | 1 | 1 | 1 | 1 | 1 | 1663 | 1663 | 1663 | 1663 | 1663 | 1005 | 1060 | 1077 | 1085 | 1088 | [10 empty] | 0 | 0 | 0 | 0 | 0 | Yes | Yes | Yes | Yes | Yes | 1663 | 1663 | 1663 | 1663 | 1663 | [15 empty] | 0 | 0 | 0 | 0 | 0 | NA | NA | NA | NA | NA | [5 empty] | NA | NA | NA | NA | NA | 0 | 0 | 0 | 0 | 0 | [10 empty] | NA | NA | NA | NA | NA
0 | 0 | 0 |  | 0 |  | NA | 1663 | 1663 | 1663 | 1663 | 1663 | 1005 | 1060 | 1077 | 1085 | 1088 | 1663 | 1663 | 1663 | 1663 | 1663 | [10 empty] | 0 | 0 | 0 | 0 | 0 | Yes | Yes | Yes | Yes | Yes | 516 | 542 | 550 | 554 | 556 | [15 empty] | 0 | 0 | 0 | 0 | 0 | NA | NA | NA | NA | NA | [5 empty] | NA | NA | NA | NA | NA | 0 | 0 | 0 | 0 | 0 | [10 empty] | NA | NA | NA | NA | NA
0 | 0 | 0 |  | 0 |  | NA | 1005 | 1060 | 1077 | 1085 | 1088 | 1663 | 1663 | 1663 | 1663 | 1663 | 516 | 542 | 550 | 554 | 556 | [10 empty] | 0 | 0 | 0 | 0 | 0 | Yes | Yes | Yes | Yes | Yes | 1 | 1 | 1 | 1 | 1 | [15 empty] | 0 | 0 | 0 | 0 | 0 | NA | NA | NA | NA | NA | [5 empty] | NA | NA | NA | NA | NA | 0 | 0 | 0 | 0 | 0 | [10 empty] | NA | NA | NA | NA | NA
South Pine | F7342 | South Pine |  | Nudgee |  | NA | 1663 | 1663 | 1663 | 1663 | 1663 | 516 | 542 | 550 | 554 | 556 | 1 | 1 | 1 | 1 | 1 | [10 empty] | Urban | Urban | Urban | Urban | Urban | Yes | Yes | Yes | Yes | Yes | 1663 | 1663 | 1663 | 1663 | 1663 | [15 empty] | 21 | 21 | 21 | 21 | 21 | NA | NA | NA | NA | NA | [5 empty] | NA | NA | NA | NA | NA | 21 | 21 | 21 | 21 | 21 | [10 empty] | NA | NA | NA | NA | NA
0 | 0 | 0 |  | 0 |  | NA | 516 | 542 | 550 | 554 | 556 | 1 | 1 | 1 | 1 | 1 | 1663 | 1663 | 1663 | 1663 | 1663 | [10 empty] | 0 | 0 | 0 | 0 | 0 | Yes | Yes | Yes | Yes | Yes | 1005 | 1060 | 1077 | 1084 | 1088 | [15 empty] | 0 | 0 | 0 | 0 | 0 | NA | NA | NA | NA | NA | [5 empty] | NA | NA | NA | NA | NA | 0 | 0 | 0 | 0 | 0 | [10 empty] | NA | NA | NA | NA | NA
0 | 0 | 0 |  | 0 |  | NA | 1 | 1 | 1 | 1 | 1 | 1663 | 1663 | 1663 | 1663 | 1663 | 1005 | 1060 | 1077 | 1084 | 1088 | [10 empty] | 0 | 0 | 0 | 0 | 0 | Yes | Yes | Yes | Yes | Yes | 1293 | 1293 | 1293 | 1293 | 1293 | [15 empty] | 0 | 0 | 0 | 0 | 0 | NA | NA | NA | NA | NA | [5 empty] | NA | NA | NA | NA | NA | 0 | 0 | 0 | 0 | 0 | [10 empty] | NA | NA | NA | NA | NA
0 | 0 | 0 |  | 0 |  | NA | 1663 | 1663 | 1663 | 1663 | 1663 | 1005 | 1060 | 1077 | 1084 | 1088 | 1293 | 1293 | 1293 | 1293 | 1293 | [10 empty] | 0 | 0 | 0 | 0 | 0 | Yes | Yes | Yes | Yes | Yes | 237 | 248 | 245 | 250 | 260 | [15 empty] | 0 | 0 | 0 | 0 | 0 | NA | NA | NA | NA | NA | [5 empty] | NA | NA | NA | NA | NA | 0 | 0 | 0 | 0 | 0 | [10 empty] | NA | NA | NA | NA | NA
0 | 0 | 0 |  | 0 |  | NA | 1005 | 1060 | 1077 | 1084 | 1088 | 1293 | 1293 | 1293 | 1293 | 1293 | 237 | 248 | 245 | 250 | 260 | [10 empty] | 0 | 0 | 0 | 0 | 0 | Yes | Yes | Yes | Yes | Yes | 0.99 | 0.99 | 0.99 | 0.99 | 0.99 | [15 empty] | 0 | 0 | 0 | 0 | 0 | NA | NA | NA | NA | NA | [5 empty] | NA | NA | NA | NA | NA | 0 | 0 | 0 | 0 | 0 | [10 empty] | NA | NA | NA | NA | NA
South Pine | F7344 | South Pine |  | Griffin |  | NA | 1293 | 1293 | 1293 | 1293 | 1293 | 237 | 248 | 245 | 250 | 260 | 0.99 | 0.99 | 0.99 | 0.99 | 0.99 | [10 empty] | Urban | Urban | Urban | Urban | Urban | Yes | Yes | Yes | Yes | Yes | 1293 | 1293 | 1293 | 1293 | 1293 | [15 empty] | 21 | 21 | 21 | 21 | 21 | NA | NA | NA | NA | NA | [5 empty] | NA | NA | NA | NA | NA | 21 | 21 | 21 | 21 | 21 | [10 empty] | NA | NA | NA | NA | NA
0 | 0 | 0 |  | 0 |  | NA | 237 | 248 | 245 | 250 | 260 | 0.99 | 0.99 | 0.99 | 0.99 | 0.99 | 1293 | 1293 | 1293 | 1293 | 1293 | [10 empty] | 0 | 0 | 0 | 0 | 0 | Yes | Yes | Yes | Yes | Yes | 426 | 446 | 446 | 457 | 469 | [15 empty] | 0 | 0 | 0 | 0 | 0 | NA | NA | NA | NA | NA | [5 empty] | NA | NA | NA | NA | NA | 0 | 0 | 0 | 0 | 0 | [10 empty] | NA | NA | NA | NA | NA
0 | 0 | 0 |  | 0 |  | NA | 0.99 | 0.99 | 0.99 | 0.99 | 0.99 | 1293 | 1293 | 1293 | 1293 | 1293 | 426 | 446 | 446 | 457 | 469 | [10 empty] | 0 | 0 | 0 | 0 | 0 | Yes | Yes | Yes | Yes | Yes | 1293 | 1293 | 1293 | 1293 | 1293 | [15 empty] | 0 | 0 | 0 | 0 | 0 | NA | NA | NA | NA | NA | [5 empty] | NA | NA | NA | NA | NA | 0 | 0 | 0 | 0 | 0 | [10 empty] | NA | NA | NA | NA | NA
0 | 0 | 0 |  | 0 |  | NA | 1293 | 1293 | 1293 | 1293 | 1293 | 426 | 446 | 446 | 457 | 469 | 1293 | 1293 | 1293 | 1293 | 1293 | [10 empty] | 0 | 0 | 0 | 0 | 0 | Yes | Yes | Yes | Yes | Yes | 237 | 248 | 245 | 250 | 260 | [15 empty] | 0 | 0 | 0 | 0 | 0 | NA | NA | NA | NA | NA | [5 empty] | NA | NA | NA | NA | NA | 0 | 0 | 0 | 0 | 0 | [10 empty] | NA | NA | NA | NA | NA
0 | 0 | 0 |  | 0 |  | NA | 426 | 446 | 446 | 457 | 469 | 1293 | 1293 | 1293 | 1293 | 1293 | 237 | 248 | 245 | 250 | 260 | [10 empty] | 0 | 0 | 0 | 0 | 0 | Yes | Yes | Yes | Yes | Yes | 0.99 | 0.99 | 0.99 | 0.99 | 0.99 | [15 empty] | 0 | 0 | 0 | 0 | 0 | NA | NA | NA | NA | NA | [5 empty] | NA | NA | NA | NA | NA | 0 | 0 | 0 | 0 | 0 | [10 empty] | NA | NA | NA | NA | NA
South Pine | F7345 | South Pine |  | Griffin |  | NA | 1293 | 1293 | 1293 | 1293 | 1293 | 237 | 248 | 245 | 250 | 260 | 0.99 | 0.99 | 0.99 | 0.99 | 0.99 | [10 empty] | Urban | Urban | Urban | Urban | Urban | Yes | Yes | Yes | Yes | Yes | 1293 | 1293 | 1293 | 1293 | 1293 | [15 empty] | 21 | 21 | 21 | 21 | 21 | NA | NA | NA | NA | NA | [5 empty] | NA | NA | NA | NA | NA | 21 | 21 | 21 | 21 | 21 | [10 empty] | NA | NA | NA | NA | NA
0 | 0 | 0 |  | 0 |  | NA | 237 | 248 | 245 | 250 | 260 | 0.99 | 0.99 | 0.99 | 0.99 | 0.99 | 1293 | 1293 | 1293 | 1293 | 1293 | [10 empty] | 0 | 0 | 0 | 0 | 0 | Yes | Yes | Yes | Yes | Yes | 426 | 446 | 446 | 457 | 469 | [15 empty] | 0 | 0 | 0 | 0 | 0 | NA | NA | NA | NA | NA | [5 empty] | NA | NA | NA | NA | NA | 0 | 0 | 0 | 0 | 0 | [10 empty] | NA | NA | NA | NA | NA
0 | 0 | 0 |  | 0 |  | NA | 0.99 | 0.99 | 0.99 | 0.99 | 0.99 | 1293 | 1293 | 1293 | 1293 | 1293 | 426 | 446 | 446 | 457 | 469 | [10 empty] | 0 | 0 | 0 | 0 | 0 | Yes | Yes | Yes | Yes | Yes | 1600 | 1600 | 1600 | 1600 | 1600 | [15 empty] | 0 | 0 | 0 | 0 | 0 | NA | NA | NA | NA | NA | [5 empty] | NA | NA | NA | NA | NA | 0 | 0 | 0 | 0 | 0 | [10 empty] | NA | NA | NA | NA | NA
0 | 0 | 0 |  | 0 |  | NA | 1293 | 1293 | 1293 | 1293 | 1293 | 426 | 446 | 446 | 457 | 469 | 1600 | 1600 | 1600 | 1600 | 1600 | [10 empty] | 0 | 0 | 0 | 0 | 0 | Yes | Yes | Yes | Yes | Yes | 216 | 218 | 211 | 213 | 221 | [15 empty] | 0 | 0 | 0 | 0 | 0 | NA | NA | NA | NA | NA | [5 empty] | NA | NA | NA | NA | NA | 0 | 0 | 0 | 0 | 0 | [10 empty] | NA | NA | NA | NA | NA
0 | 0 | 0 |  | 0 |  | NA | 426 | 446 | 446 | 457 | 469 | 1600 | 1600 | 1600 | 1600 | 1600 | 216 | 218 | 211 | 213 | 221 | [10 empty] | 0 | 0 | 0 | 0 | 0 | Yes | Yes | Yes | Yes | Yes | 0.99 | 0.98 | 0.99 | 0.99 | 0.98 | [15 empty] | 0 | 0 | 0 | 0 | 0 | NA | NA | NA | NA | NA | [5 empty] | NA | NA | NA | NA | NA | 0 | 0 | 0 | 0 | 0 | [10 empty] | NA | NA | NA | NA | NA
South Pine | F7358 | Griffin |  | Hays Inlet |  | NA | 1600 | 1600 | 1600 | 1600 | 1600 | 216 | 218 | 211 | 213 | 221 | 0.99 | 0.98 | 0.99 | 0.99 | 0.98 | [10 empty] | Urban | Urban | Urban | Urban | Urban | Yes | Yes | Yes | Yes | Yes | 1600 | 1600 | 1600 | 1600 | 1600 | [15 empty] | 21 | 21 | 21 | 21 | 21 | NA | NA | NA | NA | NA | [5 empty] | NA | NA | NA | NA | NA | 21 | 21 | 21 | 21 | 21 | [10 empty] | NA | NA | NA | NA | NA
0 | 0 | 0 |  | 0 |  | NA | 216 | 218 | 211 | 213 | 221 | 0.99 | 0.98 | 0.99 | 0.99 | 0.98 | 1600 | 1600 | 1600 | 1600 | 1600 | [10 empty] | 0 | 0 | 0 | 0 | 0 | Yes | Yes | Yes | Yes | Yes | 314 | 314 | 313 | 316 | 318 | [15 empty] | 0 | 0 | 0 | 0 | 0 | NA | NA | NA | NA | NA | [5 empty] | NA | NA | NA | NA | NA | 0 | 0 | 0 | 0 | 0 | [10 empty] | NA | NA | NA | NA | NA
0 | 0 | 0 |  | 0 |  | NA | 0.99 | 0.98 | 0.99 | 0.99 | 0.98 | 1600 | 1600 | 1600 | 1600 | 1600 | 314 | 314 | 313 | 316 | 318 | [10 empty] | 0 | 0 | 0 | 0 | 0 | Yes | Yes | Yes | Yes | Yes | 1164 | 1164 | 1164 | 1164 | 1164 | [15 empty] | 0 | 0 | 0 | 0 | 0 | NA | NA | NA | NA | NA | [5 empty] | NA | NA | NA | NA | NA | 0 | 0 | 0 | 0 | 0 | [10 empty] | NA | NA | NA | NA | NA
0 | 0 | 0 |  | 0 |  | NA | 1600 | 1600 | 1600 | 1600 | 1600 | 314 | 314 | 313 | 316 | 318 | 1164 | 1164 | 1164 | 1164 | 1164 | [10 empty] | 0 | 0 | 0 | 0 | 0 | Yes | Yes | Yes | Yes | Yes | 347 | 350 | 347 | 349 | 348 | [15 empty] | 0 | 0 | 0 | 0 | 0 | NA | NA | NA | NA | NA | [5 empty] | NA | NA | NA | NA | NA | 0 | 0 | 0 | 0 | 0 | [10 empty] | NA | NA | NA | NA | NA
0 | 0 | 0 |  | 0 |  | NA | 314 | 314 | 313 | 316 | 318 | 1164 | 1164 | 1164 | 1164 | 1164 | 347 | 350 | 347 | 349 | 348 | [10 empty] | 0 | 0 | 0 | 0 | 0 | Yes | Yes | Yes | Yes | Yes | 0.99 | 0.99 | 0.99 | 0.99 | 0.99 | [15 empty] | 0 | 0 | 0 | 0 | 0 | NA | NA | NA | NA | NA | [5 empty] | NA | NA | NA | NA | NA | 0 | 0 | 0 | 0 | 0 | [10 empty] | NA | NA | NA | NA | NA
South Pine | F737/1 | South Pine |  | Bunyaville |  | NA | 1164 | 1164 | 1164 | 1164 | 1164 | 347 | 350 | 347 | 349 | 348 | 0.99 | 0.99 | 0.99 | 0.99 | 0.99 | [10 empty] | Urban | Urban | Urban | Urban | Urban | Yes | Yes | Yes | Yes | Yes | 1164 | 1164 | 1164 | 1164 | 1164 | [15 empty] | 21 | 21 | 21 | 21 | 21 | NA | NA | NA | NA | NA | [5 empty] | NA | NA | NA | NA | NA | 21 | 21 | 21 | 21 | 21 | [10 empty] | NA | NA | NA | NA | NA
0 | 0 | 0 |  | 0 |  | NA | 347 | 350 | 347 | 349 | 348 | 0.99 | 0.99 | 0.99 | 0.99 | 0.99 | 1164 | 1164 | 1164 | 1164 | 1164 | [10 empty] | 0 | 0 | 0 | 0 | 0 | Yes | Yes | Yes | Yes | Yes | 672 | 679 | 673 | 676 | 675 | [15 empty] | 0 | 0 | 0 | 0 | 0 | NA | NA | NA | NA | NA | [5 empty] | NA | NA | NA | NA | NA | 0 | 0 | 0 | 0 | 0 | [10 empty] | NA | NA | NA | NA | NA
0 | 0 | 0 |  | 0 |  | NA | 0.99 | 0.99 | 0.99 | 0.99 | 0.99 | 1164 | 1164 | 1164 | 1164 | 1164 | 672 | 679 | 673 | 676 | 675 | [10 empty] | 0 | 0 | 0 | 0 | 0 | Yes | Yes | Yes | Yes | Yes | 1370 | 1370 | 1370 | 1370 | 1370 | [15 empty] | 0 | 0 | 0 | 0 | 0 | NA | NA | NA | NA | NA | [5 empty] | NA | NA | NA | NA | NA | 0 | 0 | 0 | 0 | 0 | [10 empty] | NA | NA | NA | NA | NA
0 | 0 | 0 |  | 0 |  | NA | 1164 | 1164 | 1164 | 1164 | 1164 | 672 | 679 | 673 | 676 | 675 | 1370 | 1370 | 1370 | 1370 | 1370 | [10 empty] | 0 | 0 | 0 | 0 | 0 | Yes | Yes | Yes | Yes | Yes | 350 | 354 | 351 | 352 | 352 | [15 empty] | 0 | 0 | 0 | 0 | 0 | NA | NA | NA | NA | NA | [5 empty] | NA | NA | NA | NA | NA | 0 | 0 | 0 | 0 | 0 | [10 empty] | NA | NA | NA | NA | NA
0 | 0 | 0 |  | 0 |  | NA | 672 | 679 | 673 | 676 | 675 | 1370 | 1370 | 1370 | 1370 | 1370 | 350 | 354 | 351 | 352 | 352 | [10 empty] | 0 | 0 | 0 | 0 | 0 | Yes | Yes | Yes | Yes | Yes | 0.99 | 0.99 | 0.99 | 0.99 | 0.99 | [15 empty] | 0 | 0 | 0 | 0 | 0 | NA | NA | NA | NA | NA | [5 empty] | NA | NA | NA | NA | NA | 0 | 0 | 0 | 0 | 0 | [10 empty] | NA | NA | NA | NA | NA
South Pine | F737/2 | Bunyaville |  | Stafford |  | NA | 1370 | 1370 | 1370 | 1370 | 1370 | 350 | 354 | 351 | 352 | 352 | 0.99 | 0.99 | 0.99 | 0.99 | 0.99 | [10 empty] | Urban | Urban | Urban | Urban | Urban | Yes | Yes | Yes | Yes | Yes | 1370 | 1370 | 1370 | 1370 | 1370 | [15 empty] | 21 | 21 | 21 | 21 | 21 | NA | NA | NA | NA | NA | [5 empty] | NA | NA | NA | NA | NA | 21 | 21 | 21 | 21 | 21 | [10 empty] | NA | NA | NA | NA | NA
0 | 0 | 0 |  | 0 |  | NA | 350 | 354 | 351 | 352 | 352 | 0.99 | 0.99 | 0.99 | 0.99 | 0.99 | 1370 | 1370 | 1370 | 1370 | 1370 | [10 empty] | 0 | 0 | 0 | 0 | 0 | Yes | Yes | Yes | Yes | Yes | 677 | 684 | 678 | 681 | 680 | [15 empty] | 0 | 0 | 0 | 0 | 0 | NA | NA | NA | NA | NA | [5 empty] | NA | NA | NA | NA | NA | 0 | 0 | 0 | 0 | 0 | [10 empty] | NA | NA | NA | NA | NA
0 | 0 | 0 |  | 0 |  | NA | 0.99 | 0.99 | 0.99 | 0.99 | 0.99 | 1370 | 1370 | 1370 | 1370 | 1370 | 677 | 684 | 678 | 681 | 680 | [10 empty] | 0 | 0 | 0 | 0 | 0 | Yes | Yes | Yes | Yes | Yes | 1164 | 1164 | 1164 | 1164 | 1164 | [15 empty] | 0 | 0 | 0 | 0 | 0 | NA | NA | NA | NA | NA | [5 empty] | NA | NA | NA | NA | NA | 0 | 0 | 0 | 0 | 0 | [10 empty] | NA | NA | NA | NA | NA
0 | 0 | 0 |  | 0 |  | NA | 1370 | 1370 | 1370 | 1370 | 1370 | 677 | 684 | 678 | 681 | 680 | 1164 | 1164 | 1164 | 1164 | 1164 | [10 empty] | 0 | 0 | 0 | 0 | 0 | Yes | Yes | Yes | Yes | Yes | 347 | 350 | 347 | 349 | 348 | [15 empty] | 0 | 0 | 0 | 0 | 0 | NA | NA | NA | NA | NA | [5 empty] | NA | NA | NA | NA | NA | 0 | 0 | 0 | 0 | 0 | [10 empty] | NA | NA | NA | NA | NA
0 | 0 | 0 |  | 0 |  | NA | 677 | 684 | 678 | 681 | 680 | 1164 | 1164 | 1164 | 1164 | 1164 | 347 | 350 | 347 | 349 | 348 | [10 empty] | 0 | 0 | 0 | 0 | 0 | Yes | Yes | Yes | Yes | Yes | 0.99 | 0.99 | 0.99 | 0.99 | 0.99 | [15 empty] | 0 | 0 | 0 | 0 | 0 | NA | NA | NA | NA | NA | [5 empty] | NA | NA | NA | NA | NA | 0 | 0 | 0 | 0 | 0 | [10 empty] | NA | NA | NA | NA | NA
South Pine | F738/1 | South Pine |  | Bunyaville |  | NA | 1164 | 1164 | 1164 | 1164 | 1164 | 347 | 350 | 347 | 349 | 348 | 0.99 | 0.99 | 0.99 | 0.99 | 0.99 | [10 empty] | Urban | Urban | Urban | Urban | Urban | Yes | Yes | Yes | Yes | Yes | 1164 | 1164 | 1164 | 1164 | 1164 | [15 empty] | 21 | 21 | 21 | 21 | 21 | NA | NA | NA | NA | NA | [5 empty] | NA | NA | NA | NA | NA | 21 | 21 | 21 | 21 | 21 | [10 empty] | NA | NA | NA | NA | NA
0 | 0 | 0 |  | 0 |  | NA | 347 | 350 | 347 | 349 | 348 | 0.99 | 0.99 | 0.99 | 0.99 | 0.99 | 1164 | 1164 | 1164 | 1164 | 1164 | [10 empty] | 0 | 0 | 0 | 0 | 0 | Yes | Yes | Yes | Yes | Yes | 672 | 679 | 673 | 676 | 675 | [15 empty] | 0 | 0 | 0 | 0 | 0 | NA | NA | NA | NA | NA | [5 empty] | NA | NA | NA | NA | NA | 0 | 0 | 0 | 0 | 0 | [10 empty] | NA | NA | NA | NA | NA
0 | 0 | 0 |  | 0 |  | NA | 0.99 | 0.99 | 0.99 | 0.99 | 0.99 | 1164 | 1164 | 1164 | 1164 | 1164 | 672 | 679 | 673 | 676 | 675 | [10 empty] | 0 | 0 | 0 | 0 | 0 | Yes | Yes | Yes | Yes | Yes | 1370 | 1370 | 1370 | 1370 | 1370 | [15 empty] | 0 | 0 | 0 | 0 | 0 | NA | NA | NA | NA | NA | [5 empty] | NA | NA | NA | NA | NA | 0 | 0 | 0 | 0 | 0 | [10 empty] | NA | NA | NA | NA | NA
0 | 0 | 0 |  | 0 |  | NA | 1164 | 1164 | 1164 | 1164 | 1164 | 672 | 679 | 673 | 676 | 675 | 1370 | 1370 | 1370 | 1370 | 1370 | [10 empty] | 0 | 0 | 0 | 0 | 0 | Yes | Yes | Yes | Yes | Yes | 350 | 354 | 351 | 352 | 352 | [15 empty] | 0 | 0 | 0 | 0 | 0 | NA | NA | NA | NA | NA | [5 empty] | NA | NA | NA | NA | NA | 0 | 0 | 0 | 0 | 0 | [10 empty] | NA | NA | NA | NA | NA
0 | 0 | 0 |  | 0 |  | NA | 672 | 679 | 673 | 676 | 675 | 1370 | 1370 | 1370 | 1370 | 1370 | 350 | 354 | 351 | 352 | 352 | [10 empty] | 0 | 0 | 0 | 0 | 0 | Yes | Yes | Yes | Yes | Yes | 0.99 | 0.99 | 0.99 | 0.99 | 0.99 | [15 empty] | 0 | 0 | 0 | 0 | 0 | NA | NA | NA | NA | NA | [5 empty] | NA | NA | NA | NA | NA | 0 | 0 | 0 | 0 | 0 | [10 empty] | NA | NA | NA | NA | NA
South Pine | F738/2 | Bunyaville B |  | Stafford |  | NA | 1370 | 1370 | 1370 | 1370 | 1370 | 350 | 354 | 351 | 352 | 352 | 0.99 | 0.99 | 0.99 | 0.99 | 0.99 | [10 empty] | Urban | Urban | Urban | Urban | Urban | Yes | Yes | Yes | Yes | Yes | 1370 | 1370 | 1370 | 1370 | 1370 | [15 empty] | 21 | 21 | 21 | 21 | 21 | NA | NA | NA | NA | NA | [5 empty] | NA | NA | NA | NA | NA | 21 | 21 | 21 | 21 | 21 | [10 empty] | NA | NA | NA | NA | NA
0 | 0 | 0 |  | 0 |  | NA | 350 | 354 | 351 | 352 | 352 | 0.99 | 0.99 | 0.99 | 0.99 | 0.99 | 1370 | 1370 | 1370 | 1370 | 1370 | [10 empty] | 0 | 0 | 0 | 0 | 0 | Yes | Yes | Yes | Yes | Yes | 677 | 684 | 678 | 681 | 680 | [15 empty] | 0 | 0 | 0 | 0 | 0 | NA | NA | NA | NA | NA | [5 empty] | NA | NA | NA | NA | NA | 0 | 0 | 0 | 0 | 0 | [10 empty] | NA | NA | NA | NA | NA
0 | 0 | 0 |  | 0 |  | NA | 0.99 | 0.99 | 0.99 | 0.99 | 0.99 | 1370 | 1370 | 1370 | 1370 | 1370 | 677 | 684 | 678 | 681 | 680 | [10 empty] | 0 | 0 | 0 | 0 | 0 | Yes | Yes | Yes | Yes | Yes | 1600 | 1600 | 1600 | 1600 | 1600 | [15 empty] | 0 | 0 | 0 | 0 | 0 | NA | NA | NA | NA | NA | [5 empty] | NA | NA | NA | NA | NA | 0 | 0 | 0 | 0 | 0 | [10 empty] | NA | NA | NA | NA | NA
0 | 0 | 0 |  | 0 |  | NA | 1370 | 1370 | 1370 | 1370 | 1370 | 677 | 684 | 678 | 681 | 680 | 1600 | 1600 | 1600 | 1600 | 1600 | [10 empty] | 0 | 0 | 0 | 0 | 0 | Yes | Yes | Yes | Yes | Yes | 198 | 199 | 196 | 196 | 196 | [15 empty] | 0 | 0 | 0 | 0 | 0 | NA | NA | NA | NA | NA | [5 empty] | NA | NA | NA | NA | NA | 0 | 0 | 0 | 0 | 0 | [10 empty] | NA | NA | NA | NA | NA
0 | 0 | 0 |  | 0 |  | NA | 677 | 684 | 678 | 681 | 680 | 1600 | 1600 | 1600 | 1600 | 1600 | 198 | 199 | 196 | 196 | 196 | [10 empty] | 0 | 0 | 0 | 0 | 0 | Yes | Yes | Yes | Yes | Yes | 0.99 | 0.99 | 0.99 | 0.99 | 0.99 | [15 empty] | 0 | 0 | 0 | 0 | 0 | NA | NA | NA | NA | NA | [5 empty] | NA | NA | NA | NA | NA | 0 | 0 | 0 | 0 | 0 | [10 empty] | NA | NA | NA | NA | NA
South Pine | F739 | South Pine |  | Bald Hills |  | NA | 1600 | 1600 | 1600 | 1600 | 1600 | 198 | 199 | 196 | 196 | 196 | 0.99 | 0.99 | 0.99 | 0.99 | 0.99 | [10 empty] | Urban | Urban | Urban | Urban | Urban | Yes | Yes | Yes | Yes | Yes | 1600 | 1600 | 1600 | 1600 | 1600 | [15 empty] | 21 | 21 | 21 | 21 | 21 | NA | NA | NA | NA | NA | [5 empty] | NA | NA | NA | NA | NA | 21 | 21 | 21 | 21 | 21 | [10 empty] | NA | NA | NA | NA | NA
0 | 0 | 0 |  | 0 |  | NA | 198 | 199 | 196 | 196 | 196 | 0.99 | 0.99 | 0.99 | 0.99 | 0.99 | 1600 | 1600 | 1600 | 1600 | 1600 | [10 empty] | 0 | 0 | 0 | 0 | 0 | Yes | Yes | Yes | Yes | Yes | 364 | 365 | 360 | 361 | 360 | [15 empty] | 0 | 0 | 0 | 0 | 0 | NA | NA | NA | NA | NA | [5 empty] | NA | NA | NA | NA | NA | 0 | 0 | 0 | 0 | 0 | [10 empty] | NA | NA | NA | NA | NA
0 | 0 | 0 |  | 0 |  | NA | 0.99 | 0.99 | 0.99 | 0.99 | 0.99 | 1600 | 1600 | 1600 | 1600 | 1600 | 364 | 365 | 360 | 361 | 360 | [10 empty] | 0 | 0 | 0 | 0 | 0 | Yes | Yes | Yes | Yes | Yes | 1600 | 1600 | 1600 | 1600 | 1600 | [15 empty] | 0 | 0 | 0 | 0 | 0 | NA | NA | NA | NA | NA | [5 empty] | NA | NA | NA | NA | NA | 0 | 0 | 0 | 0 | 0 | [10 empty] | NA | NA | NA | NA | NA
0 | 0 | 0 |  | 0 |  | NA | 1600 | 1600 | 1600 | 1600 | 1600 | 364 | 365 | 360 | 361 | 360 | 1600 | 1600 | 1600 | 1600 | 1600 | [10 empty] | 0 | 0 | 0 | 0 | 0 | Yes | Yes | Yes | Yes | Yes | 191 | 191 | 189 | 189 | 189 | [15 empty] | 0 | 0 | 0 | 0 | 0 | NA | NA | NA | NA | NA | [5 empty] | NA | NA | NA | NA | NA | 0 | 0 | 0 | 0 | 0 | [10 empty] | NA | NA | NA | NA | NA
0 | 0 | 0 |  | 0 |  | NA | 364 | 365 | 360 | 361 | 360 | 1600 | 1600 | 1600 | 1600 | 1600 | 191 | 191 | 189 | 189 | 189 | [10 empty] | 0 | 0 | 0 | 0 | 0 | Yes | Yes | Yes | Yes | Yes | 0.99 | 0.99 | 0.99 | 0.99 | 0.99 | [15 empty] | 0 | 0 | 0 | 0 | 0 | NA | NA | NA | NA | NA | [5 empty] | NA | NA | NA | NA | NA | 0 | 0 | 0 | 0 | 0 | [10 empty] | NA | NA | NA | NA | NA
South Pine | F740 | South Pine |  | Sandgate |  | NA | 1600 | 1600 | 1600 | 1600 | 1600 | 191 | 191 | 189 | 189 | 189 | 0.99 | 0.99 | 0.99 | 0.99 | 0.99 | [10 empty] | Urban | Urban | Urban | Urban | Urban | Yes | Yes | Yes | Yes | Yes | 1600 | 1600 | 1600 | 1600 | 1600 | [15 empty] | 21 | 21 | 21 | 21 | 21 | NA | NA | NA | NA | NA | [5 empty] | NA | NA | NA | NA | NA | 21 | 21 | 21 | 21 | 21 | [10 empty] | NA | NA | NA | NA | NA
0 | 0 | 0 |  | 0 |  | NA | 191 | 191 | 189 | 189 | 189 | 0.99 | 0.99 | 0.99 | 0.99 | 0.99 | 1600 | 1600 | 1600 | 1600 | 1600 | [10 empty] | 0 | 0 | 0 | 0 | 0 | Yes | Yes | Yes | Yes | Yes | 364 | 365 | 360 | 361 | 360 | [15 empty] | 0 | 0 | 0 | 0 | 0 | NA | NA | NA | NA | NA | [5 empty] | NA | NA | NA | NA | NA | 0 | 0 | 0 | 0 | 0 | [10 empty] | NA | NA | NA | NA | NA
0 | 0 | 0 |  | 0 |  | NA | 0.99 | 0.99 | 0.99 | 0.99 | 0.99 | 1600 | 1600 | 1600 | 1600 | 1600 | 364 | 365 | 360 | 361 | 360 | [10 empty] | 0 | 0 | 0 | 0 | 0 | Yes | Yes | Yes | Yes | Yes | 904 | 904 | 904 | 904 | 904 | [15 empty] | 0 | 0 | 0 | 0 | 0 | NA | NA | NA | NA | NA | [5 empty] | NA | NA | NA | NA | NA | 0 | 0 | 0 | 0 | 0 | [10 empty] | NA | NA | NA | NA | NA
0 | 0 | 0 |  | 0 |  | NA | 1600 | 1600 | 1600 | 1600 | 1600 | 364 | 365 | 360 | 361 | 360 | 904 | 904 | 904 | 904 | 904 | [10 empty] | 0 | 0 | 0 | 0 | 0 | Yes | Yes | Yes | Yes | Yes | 245 | 239 | 241 | 244 | 243 | [15 empty] | 0 | 0 | 0 | 0 | 0 | NA | NA | NA | NA | NA | [5 empty] | NA | NA | NA | NA | NA | 0 | 0 | 0 | 0 | 0 | [10 empty] | NA | NA | NA | NA | NA
0 | 0 | 0 |  | 0 |  | NA | 364 | 365 | 360 | 361 | 360 | 904 | 904 | 904 | 904 | 904 | 245 | 239 | 241 | 244 | 243 | [10 empty] | 0 | 0 | 0 | 0 | 0 | Yes | Yes | Yes | Yes | Yes | 0.98 | 0.99 | 0.98 | 0.98 | 0.99 | [15 empty] | 0 | 0 | 0 | 0 | 0 | NA | NA | NA | NA | NA | [5 empty] | NA | NA | NA | NA | NA | 0 | 0 | 0 | 0 | 0 | [10 empty] | NA | NA | NA | NA | NA
South Pine | F741 | South Pine |  | Hays Inlet |  | NA | 904 | 904 | 904 | 904 | 904 | 245 | 239 | 241 | 244 | 243 | 0.98 | 0.99 | 0.98 | 0.98 | 0.99 | [10 empty] | Urban | Urban | Urban | Urban | Urban | Yes | Yes | Yes | Yes | Yes | 904 | 904 | 904 | 904 | 904 | [15 empty] | 21 | 21 | 21 | 21 | 21 | NA | NA | NA | NA | NA | [5 empty] | NA | NA | NA | NA | NA | 21 | 21 | 21 | 21 | 21 | [10 empty] | NA | NA | NA | NA | NA
0 | 0 | 0 |  | 0 |  | NA | 245 | 239 | 241 | 244 | 243 | 0.98 | 0.99 | 0.98 | 0.98 | 0.99 | 904 | 904 | 904 | 904 | 904 | [10 empty] | 0 | 0 | 0 | 0 | 0 | Yes | Yes | Yes | Yes | Yes | 344 | 334 | 333 | 338 | 340 | [15 empty] | 0 | 0 | 0 | 0 | 0 | NA | NA | NA | NA | NA | [5 empty] | NA | NA | NA | NA | NA | 0 | 0 | 0 | 0 | 0 | [10 empty] | NA | NA | NA | NA | NA
0 | 0 | 0 |  | 0 |  | NA | 0.98 | 0.99 | 0.98 | 0.98 | 0.99 | 904 | 904 | 904 | 904 | 904 | 344 | 334 | 333 | 338 | 340 | [10 empty] | 0 | 0 | 0 | 0 | 0 | Yes | Yes | Yes | Yes | Yes | 904 | 904 | 904 | 904 | 904 | [15 empty] | 0 | 0 | 0 | 0 | 0 | NA | NA | NA | NA | NA | [5 empty] | NA | NA | NA | NA | NA | 0 | 0 | 0 | 0 | 0 | [10 empty] | NA | NA | NA | NA | NA
0 | 0 | 0 |  | 0 |  | NA | 904 | 904 | 904 | 904 | 904 | 344 | 334 | 333 | 338 | 340 | 904 | 904 | 904 | 904 | 904 | [10 empty] | 0 | 0 | 0 | 0 | 0 | Yes | Yes | Yes | Yes | Yes | 244 | 238 | 240 | 243 | 242 | [15 empty] | 0 | 0 | 0 | 0 | 0 | NA | NA | NA | NA | NA | [5 empty] | NA | NA | NA | NA | NA | 0 | 0 | 0 | 0 | 0 | [10 empty] | NA | NA | NA | NA | NA
0 | 0 | 0 |  | 0 |  | NA | 344 | 334 | 333 | 338 | 340 | 904 | 904 | 904 | 904 | 904 | 244 | 238 | 240 | 243 | 242 | [10 empty] | 0 | 0 | 0 | 0 | 0 | Yes | Yes | Yes | Yes | Yes | 0.98 | 0.99 | 0.98 | 0.98 | 0.99 | [15 empty] | 0 | 0 | 0 | 0 | 0 | NA | NA | NA | NA | NA | [5 empty] | NA | NA | NA | NA | NA | 0 | 0 | 0 | 0 | 0 | [10 empty] | NA | NA | NA | NA | NA
South Pine | F742 | South Pine |  | Hays Inlet |  | NA | 904 | 904 | 904 | 904 | 904 | 244 | 238 | 240 | 243 | 242 | 0.98 | 0.99 | 0.98 | 0.98 | 0.99 | [10 empty] | Urban | Urban | Urban | Urban | Urban | Yes | Yes | Yes | Yes | Yes | 904 | 904 | 904 | 904 | 904 | [15 empty] | 21 | 21 | 21 | 21 | 21 | NA | NA | NA | NA | NA | [5 empty] | NA | NA | NA | NA | NA | 21 | 21 | 21 | 21 | 21 | [10 empty] | NA | NA | NA | NA | NA
0 | 0 | 0 |  | 0 |  | NA | 244 | 238 | 240 | 243 | 242 | 0.98 | 0.99 | 0.98 | 0.98 | 0.99 | 904 | 904 | 904 | 904 | 904 | [10 empty] | 0 | 0 | 0 | 0 | 0 | Yes | Yes | Yes | Yes | Yes | 344 | 333 | 332 | 337 | 340 | [15 empty] | 0 | 0 | 0 | 0 | 0 | NA | NA | NA | NA | NA | [5 empty] | NA | NA | NA | NA | NA | 0 | 0 | 0 | 0 | 0 | [10 empty] | NA | NA | NA | NA | NA
0 | 0 | 0 |  | 0 |  | NA | 0.98 | 0.99 | 0.98 | 0.98 | 0.99 | 904 | 904 | 904 | 904 | 904 | 344 | 333 | 332 | 337 | 340 | [10 empty] | 0 | 0 | 0 | 0 | 0 | Yes | Yes | Yes | Yes | Yes | 1336 | 1336 | 1336 | 1336 | 1336 | [15 empty] | 0 | 0 | 0 | 0 | 0 | NA | NA | NA | NA | NA | [5 empty] | NA | NA | NA | NA | NA | 0 | 0 | 0 | 0 | 0 | [10 empty] | NA | NA | NA | NA | NA
0 | 0 | 0 |  | 0 |  | NA | 904 | 904 | 904 | 904 | 904 | 344 | 333 | 332 | 337 | 340 | 1336 | 1336 | 1336 | 1336 | 1336 | [10 empty] | 0 | 0 | 0 | 0 | 0 | Yes | Yes | Yes | Yes | Yes | 239 | 242 | 240 | 242 | 242 | [15 empty] | 0 | 0 | 0 | 0 | 0 | NA | NA | NA | NA | NA | [5 empty] | NA | NA | NA | NA | NA | 0 | 0 | 0 | 0 | 0 | [10 empty] | NA | NA | NA | NA | NA
0 | 0 | 0 |  | 0 |  | NA | 344 | 333 | 332 | 337 | 340 | 1336 | 1336 | 1336 | 1336 | 1336 | 239 | 242 | 240 | 242 | 242 | [10 empty] | 0 | 0 | 0 | 0 | 0 | Yes | Yes | Yes | Yes | Yes | 1 | 1 | 1 | 1 | 1 | [15 empty] | 0 | 0 | 0 | 0 | 0 | NA | NA | NA | NA | NA | [5 empty] | NA | NA | NA | NA | NA | 0 | 0 | 0 | 0 | 0 | [10 empty] | NA | NA | NA | NA | NA
South Pine | F7299 | South Pine |  | Brendale |  | NA | 1336 | 1336 | 1336 | 1336 | 1336 | 239 | 242 | 240 | 242 | 242 | 1 | 1 | 1 | 1 | 1 | [10 empty] | Urban | Urban | Urban | Urban | Urban | Yes | Yes | Yes | Yes | Yes | 1336 | 1336 | 1336 | 1336 | 1336 | [15 empty] | 21 | 21 | 21 | 21 | 21 | NA | NA | NA | NA | NA | [5 empty] | NA | NA | NA | NA | NA | 21 | 21 | 21 | 21 | 21 | [10 empty] | NA | NA | NA | NA | NA
0 | 0 | 0 |  | 0 |  | NA | 239 | 242 | 240 | 242 | 242 | 1 | 1 | 1 | 1 | 1 | 1336 | 1336 | 1336 | 1336 | 1336 | [10 empty] | 0 | 0 | 0 | 0 | 0 | Yes | Yes | Yes | Yes | Yes | 333 | 336 | 335 | 337 | 337 | [15 empty] | 0 | 0 | 0 | 0 | 0 | NA | NA | NA | NA | NA | [5 empty] | NA | NA | NA | NA | NA | 0 | 0 | 0 | 0 | 0 | [10 empty] | NA | NA | NA | NA | NA
0 | 0 | 0 |  | 0 |  | NA | 1 | 1 | 1 | 1 | 1 | 1336 | 1336 | 1336 | 1336 | 1336 | 333 | 336 | 335 | 337 | 337 | [10 empty] | 0 | 0 | 0 | 0 | 0 | Yes | Yes | Yes | Yes | Yes | 785 | 785 | 785 | 785 | 785 | [15 empty] | 0 | 0 | 0 | 0 | 0 | NA | NA | NA | NA | NA | [5 empty] | NA | NA | NA | NA | NA | 0 | 0 | 0 | 0 | 0 | [10 empty] | NA | NA | NA | NA | NA
0 | 0 | 0 |  | 0 |  | NA | 1336 | 1336 | 1336 | 1336 | 1336 | 333 | 336 | 335 | 337 | 337 | 785 | 785 | 785 | 785 | 785 | [10 empty] | 0 | 0 | 0 | 0 | 0 | Yes | Yes | Yes | Yes | Yes | 239 | 242 | 240 | 242 | 242 | [15 empty] | 0 | 0 | 0 | 0 | 0 | NA | NA | NA | NA | NA | [5 empty] | NA | NA | NA | NA | NA | 0 | 0 | 0 | 0 | 0 | [10 empty] | NA | NA | NA | NA | NA
0 | 0 | 0 |  | 0 |  | NA | 333 | 336 | 335 | 337 | 337 | 785 | 785 | 785 | 785 | 785 | 239 | 242 | 240 | 242 | 242 | [10 empty] | 0 | 0 | 0 | 0 | 0 | Yes | Yes | Yes | Yes | Yes | 1 | 1 | 1 | 1 | 1 | [15 empty] | 0 | 0 | 0 | 0 | 0 | NA | NA | NA | NA | NA | [5 empty] | NA | NA | NA | NA | NA | 0 | 0 | 0 | 0 | 0 | [10 empty] | NA | NA | NA | NA | NA
South Pine | F743 | South Pine |  | Brendale |  | NA | 785 | 785 | 785 | 785 | 785 | 239 | 242 | 240 | 242 | 242 | 1 | 1 | 1 | 1 | 1 | [10 empty] | Urban | Urban | Urban | Urban | Urban | Yes | Yes | Yes | Yes | Yes | 785 | 785 | 785 | 785 | 785 | [15 empty] | 21 | 21 | 21 | 21 | 21 | NA | NA | NA | NA | NA | [5 empty] | NA | NA | NA | NA | NA | 21 | 21 | 21 | 21 | 21 | [10 empty] | NA | NA | NA | NA | NA
0 | 0 | 0 |  | 0 |  | NA | 239 | 242 | 240 | 242 | 242 | 1 | 1 | 1 | 1 | 1 | 785 | 785 | 785 | 785 | 785 | [10 empty] | 0 | 0 | 0 | 0 | 0 | Yes | Yes | Yes | Yes | Yes | 333 | 336 | 335 | 337 | 337 | [15 empty] | 0 | 0 | 0 | 0 | 0 | NA | NA | NA | NA | NA | [5 empty] | NA | NA | NA | NA | NA | 0 | 0 | 0 | 0 | 0 | [10 empty] | NA | NA | NA | NA | NA
0 | 0 | 0 |  | 0 |  | NA | 1 | 1 | 1 | 1 | 1 | 785 | 785 | 785 | 785 | 785 | 333 | 336 | 335 | 337 | 337 | [10 empty] | 0 | 0 | 0 | 0 | 0 | Yes | Yes | Yes | Yes | Yes | 785 | 785 | 785 | 785 | 785 | [15 empty] | 0 | 0 | 0 | 0 | 0 | NA | NA | NA | NA | NA | [5 empty] | NA | NA | NA | NA | NA | 0 | 0 | 0 | 0 | 0 | [10 empty] | NA | NA | NA | NA | NA
0 | 0 | 0 |  | 0 |  | NA | 785 | 785 | 785 | 785 | 785 | 333 | 336 | 335 | 337 | 337 | 785 | 785 | 785 | 785 | 785 | [10 empty] | 0 | 0 | 0 | 0 | 0 | Yes | Yes | Yes | Yes | Yes | 239 | 242 | 240 | 242 | 242 | [15 empty] | 0 | 0 | 0 | 0 | 0 | NA | NA | NA | NA | NA | [5 empty] | NA | NA | NA | NA | NA | 0 | 0 | 0 | 0 | 0 | [10 empty] | NA | NA | NA | NA | NA
0 | 0 | 0 |  | 0 |  | NA | 333 | 336 | 335 | 337 | 337 | 785 | 785 | 785 | 785 | 785 | 239 | 242 | 240 | 242 | 242 | [10 empty] | 0 | 0 | 0 | 0 | 0 | Yes | Yes | Yes | Yes | Yes | 1 | 1 | 1 | 1 | 1 | [15 empty] | 0 | 0 | 0 | 0 | 0 | NA | NA | NA | NA | NA | [5 empty] | NA | NA | NA | NA | NA | 0 | 0 | 0 | 0 | 0 | [10 empty] | NA | NA | NA | NA | NA
South Pine | F744 | South Pine |  | Brendale |  | NA | 785 | 785 | 785 | 785 | 785 | 239 | 242 | 240 | 242 | 242 | 1 | 1 | 1 | 1 | 1 | [10 empty] | Urban | Urban | Urban | Urban | Urban | Yes | Yes | Yes | Yes | Yes | 785 | 785 | 785 | 785 | 785 | [15 empty] | 21 | 21 | 21 | 21 | 21 | NA | NA | NA | NA | NA | [5 empty] | NA | NA | NA | NA | NA | 21 | 21 | 21 | 21 | 21 | [10 empty] | NA | NA | NA | NA | NA
0 | 0 | 0 |  | 0 |  | NA | 239 | 242 | 240 | 242 | 242 | 1 | 1 | 1 | 1 | 1 | 785 | 785 | 785 | 785 | 785 | [10 empty] | 0 | 0 | 0 | 0 | 0 | Yes | Yes | Yes | Yes | Yes | 333 | 336 | 335 | 337 | 337 | [15 empty] | 0 | 0 | 0 | 0 | 0 | NA | NA | NA | NA | NA | [5 empty] | NA | NA | NA | NA | NA | 0 | 0 | 0 | 0 | 0 | [10 empty] | NA | NA | NA | NA | NA
0 | 0 | 0 |  | 0 |  | NA | 1 | 1 | 1 | 1 | 1 | 785 | 785 | 785 | 785 | 785 | 333 | 336 | 335 | 337 | 337 | [10 empty] | 0 | 0 | 0 | 0 | 0 | Yes | Yes | Yes | Yes | Yes | 1064 | 1064 | 1064 | 1064 | 1064 | [15 empty] | 0 | 0 | 0 | 0 | 0 | NA | NA | NA | NA | NA | [5 empty] | NA | NA | NA | NA | NA | 0 | 0 | 0 | 0 | 0 | [10 empty] | NA | NA | NA | NA | NA
0 | 0 | 0 |  | 0 |  | NA | 785 | 785 | 785 | 785 | 785 | 333 | 336 | 335 | 337 | 337 | 1064 | 1064 | 1064 | 1064 | 1064 | [10 empty] | 0 | 0 | 0 | 0 | 0 | Yes | Yes | Yes | Yes | Yes | 211 | 215 | 210 | 212 | 229 | [15 empty] | 0 | 0 | 0 | 0 | 0 | NA | NA | NA | NA | NA | [5 empty] | NA | NA | NA | NA | NA | 0 | 0 | 0 | 0 | 0 | [10 empty] | NA | NA | NA | NA | NA
0 | 0 | 0 |  | 0 |  | NA | 333 | 336 | 335 | 337 | 337 | 1064 | 1064 | 1064 | 1064 | 1064 | 211 | 215 | 210 | 212 | 229 | [10 empty] | 0 | 0 | 0 | 0 | 0 | Yes | Yes | Yes | Yes | Yes | 0.98 | 0.97 | 0.97 | 0.99 | 0.98 | [15 empty] | 0 | 0 | 0 | 0 | 0 | NA | NA | NA | NA | NA | [5 empty] | NA | NA | NA | NA | NA | 0 | 0 | 0 | 0 | 0 | [10 empty] | NA | NA | NA | NA | NA
South Pine | F745/1 | South Pine |  | Moodlu |  | NA | 1064 | 1064 | 1064 | 1064 | 1064 | 211 | 215 | 210 | 212 | 229 | 0.98 | 0.97 | 0.97 | 0.99 | 0.98 | [10 empty] | Urban | Urban | Urban | Urban | Urban | Yes | Yes | Yes | Yes | Yes | 1064 | 1064 | 1064 | 1064 | 1064 | [15 empty] | 21 | 21 | 21 | 21 | 21 | NA | NA | NA | NA | NA | [5 empty] | NA | NA | NA | NA | NA | 21 | 21 | 21 | 21 | 21 | [10 empty] | NA | NA | NA | NA | NA
0 | 0 | 0 |  | 0 |  | NA | 211 | 215 | 210 | 212 | 229 | 0.98 | 0.97 | 0.97 | 0.99 | 0.98 | 1064 | 1064 | 1064 | 1064 | 1064 | [10 empty] | 0 | 0 | 0 | 0 | 0 | Yes | Yes | Yes | Yes | Yes | 437 | 449 | 449 | 457 | 468 | [15 empty] | 0 | 0 | 0 | 0 | 0 | NA | NA | NA | NA | NA | [5 empty] | NA | NA | NA | NA | NA | 0 | 0 | 0 | 0 | 0 | [10 empty] | NA | NA | NA | NA | NA
0 | 0 | 0 |  | 0 |  | NA | 0.98 | 0.97 | 0.97 | 0.99 | 0.98 | 1064 | 1064 | 1064 | 1064 | 1064 | 437 | 449 | 449 | 457 | 468 | [10 empty] | 0 | 0 | 0 | 0 | 0 | Yes | Yes | Yes | Yes | Yes | 1064 | 1064 | 1064 | 1064 | 1064 | [15 empty] | 0 | 0 | 0 | 0 | 0 | NA | NA | NA | NA | NA | [5 empty] | NA | NA | NA | NA | NA | 0 | 0 | 0 | 0 | 0 | [10 empty] | NA | NA | NA | NA | NA
0 | 0 | 0 |  | 0 |  | NA | 1064 | 1064 | 1064 | 1064 | 1064 | 437 | 449 | 449 | 457 | 468 | 1064 | 1064 | 1064 | 1064 | 1064 | [10 empty] | 0 | 0 | 0 | 0 | 0 | Yes | Yes | Yes | Yes | Yes | 211 | 215 | 211 | 212 | 229 | [15 empty] | 0 | 0 | 0 | 0 | 0 | NA | NA | NA | NA | NA | [5 empty] | NA | NA | NA | NA | NA | 0 | 0 | 0 | 0 | 0 | [10 empty] | NA | NA | NA | NA | NA
0 | 0 | 0 |  | 0 |  | NA | 437 | 449 | 449 | 457 | 468 | 1064 | 1064 | 1064 | 1064 | 1064 | 211 | 215 | 211 | 212 | 229 | [10 empty] | 0 | 0 | 0 | 0 | 0 | Yes | Yes | Yes | Yes | Yes | 0.98 | 0.97 | 0.97 | 0.99 | 0.98 | [15 empty] | 0 | 0 | 0 | 0 | 0 | NA | NA | NA | NA | NA | [5 empty] | NA | NA | NA | NA | NA | 0 | 0 | 0 | 0 | 0 | [10 empty] | NA | NA | NA | NA | NA
South Pine | F746/1 | South Pine |  | Moodlu |  | NA | 1064 | 1064 | 1064 | 1064 | 1064 | 211 | 215 | 211 | 212 | 229 | 0.98 | 0.97 | 0.97 | 0.99 | 0.98 | [10 empty] | Urban | Urban | Urban | Urban | Urban | Yes | Yes | Yes | Yes | Yes | 1064 | 1064 | 1064 | 1064 | 1064 | [15 empty] | 21 | 21 | 21 | 21 | 21 | NA | NA | NA | NA | NA | [5 empty] | NA | NA | NA | NA | NA | 21 | 21 | 21 | 21 | 21 | [10 empty] | NA | NA | NA | NA | NA
0 | 0 | 0 |  | 0 |  | NA | 211 | 215 | 211 | 212 | 229 | 0.98 | 0.97 | 0.97 | 0.99 | 0.98 | 1064 | 1064 | 1064 | 1064 | 1064 | [10 empty] | 0 | 0 | 0 | 0 | 0 | Yes | Yes | Yes | Yes | Yes | 437 | 449 | 449 | 457 | 468 | [15 empty] | 0 | 0 | 0 | 0 | 0 | NA | NA | NA | NA | NA | [5 empty] | NA | NA | NA | NA | NA | 0 | 0 | 0 | 0 | 0 | [10 empty] | NA | NA | NA | NA | NA
0 | 0 | 0 |  | 0 |  | NA | 0.98 | 0.97 | 0.97 | 0.99 | 0.98 | 1064 | 1064 | 1064 | 1064 | 1064 | 437 | 449 | 449 | 457 | 468 | [10 empty] | 0 | 0 | 0 | 0 | 0 | Yes | Yes | Yes | Yes | Yes | 1600 | 1600 | 1600 | 1600 | 1600 | [15 empty] | 0 | 0 | 0 | 0 | 0 | NA | NA | NA | NA | NA | [5 empty] | NA | NA | NA | NA | NA | 0 | 0 | 0 | 0 | 0 | [10 empty] | NA | NA | NA | NA | NA
0 | 0 | 0 |  | 0 |  | NA | 1064 | 1064 | 1064 | 1064 | 1064 | 437 | 449 | 449 | 457 | 468 | 1600 | 1600 | 1600 | 1600 | 1600 | [10 empty] | 0 | 0 | 0 | 0 | 0 | Yes | Yes | Yes | Yes | Yes | 179 | 180 | 177 | 178 | 177 | [15 empty] | 0 | 0 | 0 | 0 | 0 | NA | NA | NA | NA | NA | [5 empty] | NA | NA | NA | NA | NA | 0 | 0 | 0 | 0 | 0 | [10 empty] | NA | NA | NA | NA | NA
0 | 0 | 0 |  | 0 |  | NA | 437 | 449 | 449 | 457 | 468 | 1600 | 1600 | 1600 | 1600 | 1600 | 179 | 180 | 177 | 178 | 177 | [10 empty] | 0 | 0 | 0 | 0 | 0 | Yes | Yes | Yes | Yes | Yes | 0.99 | 0.99 | 0.99 | 0.99 | 0.99 | [15 empty] | 0 | 0 | 0 | 0 | 0 | NA | NA | NA | NA | NA | [5 empty] | NA | NA | NA | NA | NA | 0 | 0 | 0 | 0 | 0 | [10 empty] | NA | NA | NA | NA | NA
South Pine | F831 | Bald Hills |  | Sandgate |  | NA | 1600 | 1600 | 1600 | 1600 | 1600 | 179 | 180 | 177 | 178 | 177 | 0.99 | 0.99 | 0.99 | 0.99 | 0.99 | [10 empty] | Urban | Urban | Urban | Urban | Urban | Yes | Yes | Yes | Yes | Yes | 1600 | 1600 | 1600 | 1600 | 1600 | [15 empty] | 21 | 21 | 21 | 21 | 21 | NA | NA | NA | NA | NA | [5 empty] | NA | NA | NA | NA | NA | 21 | 21 | 21 | 21 | 21 | [10 empty] | NA | NA | NA | NA | NA
0 | 0 | 0 |  | 0 |  | NA | 179 | 180 | 177 | 178 | 177 | 0.99 | 0.99 | 0.99 | 0.99 | 0.99 | 1600 | 1600 | 1600 | 1600 | 1600 | [10 empty] | 0 | 0 | 0 | 0 | 0 | Yes | Yes | Yes | Yes | Yes | 345 | 346 | 342 | 343 | 342 | [15 empty] | 0 | 0 | 0 | 0 | 0 | NA | NA | NA | NA | NA | [5 empty] | NA | NA | NA | NA | NA | 0 | 0 | 0 | 0 | 0 | [10 empty] | NA | NA | NA | NA | NA
0 | 0 | 0 |  | 0 |  | NA | 0.99 | 0.99 | 0.99 | 0.99 | 0.99 | 1600 | 1600 | 1600 | 1600 | 1600 | 345 | 346 | 342 | 343 | 342 | [10 empty] | 0 | 0 | 0 | 0 | 0 | Yes | Yes | Yes | Yes | Yes | 491 | 491 | 491 | 491 | 491 | [15 empty] | 0 | 0 | 0 | 0 | 0 | NA | NA | NA | NA | NA | [5 empty] | NA | NA | NA | NA | NA | 0 | 0 | 0 | 0 | 0 | [10 empty] | NA | NA | NA | NA | NA
0 | 0 | 0 |  | 0 |  | NA | 1600 | 1600 | 1600 | 1600 | 1600 | 345 | 346 | 342 | 343 | 342 | 491 | 491 | 491 | 491 | 491 | [10 empty] | 0 | 0 | 0 | 0 | 0 | Yes | Yes | Yes | Yes | Yes | 97 | 97 | 99 | 101 | 103 | [15 empty] | 0 | 0 | 0 | 0 | 0 | NA | NA | NA | NA | NA | [5 empty] | NA | NA | NA | NA | NA | 0 | 0 | 0 | 0 | 0 | [10 empty] | NA | NA | NA | NA | NA
0 | 0 | 0 |  | 0 |  | NA | 345 | 346 | 342 | 343 | 342 | 491 | 491 | 491 | 491 | 491 | 97 | 97 | 99 | 101 | 103 | [10 empty] | 0 | 0 | 0 | 0 | 0 | Yes | Yes | Yes | Yes | Yes | 0.99 | 0.99 | 0.99 | 0.99 | 0.99 | [15 empty] | 0 | 0 | 0 | 0 | 0 | NA | NA | NA | NA | NA | [5 empty] | NA | NA | NA | NA | NA | 0 | 0 | 0 | 0 | 0 | [10 empty] | NA | NA | NA | NA | NA
South Pine | F912 | Nudgee |  | Meeandah |  | NA | 491 | 491 | 491 | 491 | 491 | 97 | 97 | 99 | 101 | 103 | 0.99 | 0.99 | 0.99 | 0.99 | 0.99 | [10 empty] | Urban | Urban | Urban | Urban | Urban | Yes | Yes | Yes | Yes | Yes | 491 | 491 | 491 | 491 | 491 | [15 empty] | 21 | 21 | 21 | 21 | 21 | NA | NA | NA | NA | NA | [5 empty] | NA | NA | NA | NA | NA | 21 | 21 | 21 | 21 | 21 | [10 empty] | NA | NA | NA | NA | NA
0 | 0 | 0 |  | 0 |  | NA | 97 | 97 | 99 | 101 | 103 | 0.99 | 0.99 | 0.99 | 0.99 | 0.99 | 491 | 491 | 491 | 491 | 491 | [10 empty] | 0 | 0 | 0 | 0 | 0 | Yes | Yes | Yes | Yes | Yes | 188 | 190 | 193 | 197 | 200 | [15 empty] | 0 | 0 | 0 | 0 | 0 | NA | NA | NA | NA | NA | [5 empty] | NA | NA | NA | NA | NA | 0 | 0 | 0 | 0 | 0 | [10 empty] | NA | NA | NA | NA | NA
0 | 0 | 0 |  | 0 |  | NA | 0.99 | 0.99 | 0.99 | 0.99 | 0.99 | 491 | 491 | 491 | 491 | 491 | 188 | 190 | 193 | 197 | 200 | [10 empty] | 0 | 0 | 0 | 0 | 0 | Yes | Yes | Yes | Yes | Yes | 491 | 491 | 491 | 491 | 491 | [15 empty] | 0 | 0 | 0 | 0 | 0 | NA | NA | NA | NA | NA | [5 empty] | NA | NA | NA | NA | NA | 0 | 0 | 0 | 0 | 0 | [10 empty] | NA | NA | NA | NA | NA
0 | 0 | 0 |  | 0 |  | NA | 491 | 491 | 491 | 491 | 491 | 188 | 190 | 193 | 197 | 200 | 491 | 491 | 491 | 491 | 491 | [10 empty] | 0 | 0 | 0 | 0 | 0 | Yes | Yes | Yes | Yes | Yes | 97 | 97 | 99 | 101 | 103 | [15 empty] | 0 | 0 | 0 | 0 | 0 | NA | NA | NA | NA | NA | [5 empty] | NA | NA | NA | NA | NA | 0 | 0 | 0 | 0 | 0 | [10 empty] | NA | NA | NA | NA | NA
0 | 0 | 0 |  | 0 |  | NA | 188 | 190 | 193 | 197 | 200 | 491 | 491 | 491 | 491 | 491 | 97 | 97 | 99 | 101 | 103 | [10 empty] | 0 | 0 | 0 | 0 | 0 | Yes | Yes | Yes | Yes | Yes | 0.99 | 0.99 | 0.99 | 0.99 | 0.99 | [15 empty] | 0 | 0 | 0 | 0 | 0 | NA | NA | NA | NA | NA | [5 empty] | NA | NA | NA | NA | NA | 0 | 0 | 0 | 0 | 0 | [10 empty] | NA | NA | NA | NA | NA
South Pine | F913 | Nudgee |  | Meeandah |  | NA | 491 | 491 | 491 | 491 | 491 | 97 | 97 | 99 | 101 | 103 | 0.99 | 0.99 | 0.99 | 0.99 | 0.99 | [10 empty] | Urban | Urban | Urban | Urban | Urban | Yes | Yes | Yes | Yes | Yes | 491 | 491 | 491 | 491 | 491 | [15 empty] | 21 | 21 | 21 | 21 | 21 | NA | NA | NA | NA | NA | [5 empty] | NA | NA | NA | NA | NA | 21 | 21 | 21 | 21 | 21 | [10 empty] | NA | NA | NA | NA | NA
0 | 0 | 0 |  | 0 |  | NA | 97 | 97 | 99 | 101 | 103 | 0.99 | 0.99 | 0.99 | 0.99 | 0.99 | 491 | 491 | 491 | 491 | 491 | [10 empty] | 0 | 0 | 0 | 0 | 0 | Yes | Yes | Yes | Yes | Yes | 188 | 190 | 193 | 197 | 200 | [15 empty] | 0 | 0 | 0 | 0 | 0 | NA | NA | NA | NA | NA | [5 empty] | NA | NA | NA | NA | NA | 0 | 0 | 0 | 0 | 0 | [10 empty] | NA | NA | NA | NA | NA
0 | 0 | 0 |  | 0 |  | NA | 0.99 | 0.99 | 0.99 | 0.99 | 0.99 | 491 | 491 | 491 | 491 | 491 | 188 | 190 | 193 | 197 | 200 | [10 empty] | 0 | 0 | 0 | 0 | 0 | Yes | Yes | Yes | Yes | Yes | 963 | 963 | 963 | 963 | 963 | [15 empty] | 0 | 0 | 0 | 0 | 0 | NA | NA | NA | NA | NA | [5 empty] | NA | NA | NA | NA | NA | 0 | 0 | 0 | 0 | 0 | [10 empty] | NA | NA | NA | NA | NA
0 | 0 | 0 |  | 0 |  | NA | 491 | 491 | 491 | 491 | 491 | 188 | 190 | 193 | 197 | 200 | 963 | 963 | 963 | 963 | 963 | [10 empty] | 0 | 0 | 0 | 0 | 0 | Yes | Yes | Yes | Yes | Yes | 275 | 279 | 281 | 280 | 267 | [15 empty] | 0 | 0 | 0 | 0 | 0 | NA | NA | NA | NA | NA | [5 empty] | NA | NA | NA | NA | NA | 0 | 0 | 0 | 0 | 0 | [10 empty] | NA | NA | NA | NA | NA
0 | 0 | 0 |  | 0 |  | NA | 188 | 190 | 193 | 197 | 200 | 963 | 963 | 963 | 963 | 963 | 275 | 279 | 281 | 280 | 267 | [10 empty] | 0 | 0 | 0 | 0 | 0 | Yes | Yes | Yes | Yes | Yes | 0.91 | 0.91 | 0.91 | 0.91 | 0.91 | [15 empty] | 0 | 0 | 0 | 0 | 0 | NA | NA | NA | NA | NA | [5 empty] | NA | NA | NA | NA | NA | 0 | 0 | 0 | 0 | 0 | [10 empty] | NA | NA | NA | NA | NA
Woolooga 132 kV | F7186 | Cooran |  | Cooroy |  | NA | 963 | 963 | 963 | 963 | 963 | 275 | 279 | 281 | 280 | 267 | 0.91 | 0.91 | 0.91 | 0.91 | 0.91 | [10 empty] | Rural | Rural | Rural | Rural | Rural | Yes | Yes | Yes | Yes | Yes | 963 | 963 | 963 | 963 | 963 | [15 empty] | 44 | 44 | 44 | 44 | 44 | NA | NA | NA | NA | NA | [5 empty] | NA | NA | NA | NA | NA | 44 | 44 | 44 | 44 | 44 | [10 empty] | NA | NA | NA | NA | NA
0 | 0 | 0 |  | 0 |  | NA | 275 | 279 | 281 | 280 | 267 | 0.91 | 0.91 | 0.91 | 0.91 | 0.91 | 963 | 963 | 963 | 963 | 963 | [10 empty] | 0 | 0 | 0 | 0 | 0 | Yes | Yes | Yes | Yes | Yes | 500 | 507 | 495 | 494 | 473 | [15 empty] | 0 | 0 | 0 | 0 | 0 | NA | NA | NA | NA | NA | [5 empty] | NA | NA | NA | NA | NA | 0 | 0 | 0 | 0 | 0 | [10 empty] | NA | NA | NA | NA | NA
0 | 0 | 0 |  | 0 |  | NA | 0.91 | 0.91 | 0.91 | 0.91 | 0.91 | 963 | 963 | 963 | 963 | 963 | 500 | 507 | 495 | 494 | 473 | [10 empty] | 0 | 0 | 0 | 0 | 0 | Yes | Yes | Yes | Yes | Yes | 963 | 963 | 963 | 963 | 963 | [15 empty] | 0 | 0 | 0 | 0 | 0 | NA | NA | NA | NA | NA | [5 empty] | NA | NA | NA | NA | NA | 0 | 0 | 0 | 0 | 0 | [10 empty] | NA | NA | NA | NA | NA
0 | 0 | 0 |  | 0 |  | NA | 963 | 963 | 963 | 963 | 963 | 500 | 507 | 495 | 494 | 473 | 963 | 963 | 963 | 963 | 963 | [10 empty] | 0 | 0 | 0 | 0 | 0 | Yes | Yes | Yes | Yes | Yes | 302 | 306 | 308 | 306 | 294 | [15 empty] | 0 | 0 | 0 | 0 | 0 | NA | NA | NA | NA | NA | [5 empty] | NA | NA | NA | NA | NA | 0 | 0 | 0 | 0 | 0 | [10 empty] | NA | NA | NA | NA | NA
0 | 0 | 0 |  | 0 |  | NA | 500 | 507 | 495 | 494 | 473 | 963 | 963 | 963 | 963 | 963 | 302 | 306 | 308 | 306 | 294 | [10 empty] | 0 | 0 | 0 | 0 | 0 | Yes | Yes | Yes | Yes | Yes | 0.93 | 0.94 | 0.94 | 0.93 | 0.94 | [15 empty] | 0 | 0 | 0 | 0 | 0 | NA | NA | NA | NA | NA | [5 empty] | NA | NA | NA | NA | NA | 0 | 0 | 0 | 0 | 0 | [10 empty] | NA | NA | NA | NA | NA
Woolooga 132 kV | F7343 | Traveston |  | Cooran |  | NA | 963 | 963 | 963 | 963 | 963 | 302 | 306 | 308 | 306 | 294 | 0.93 | 0.94 | 0.94 | 0.93 | 0.94 | [10 empty] | Rural | Rural | Rural | Rural | Rural | Yes | Yes | Yes | Yes | Yes | 963 | 963 | 963 | 963 | 963 | [15 empty] | 44 | 44 | 44 | 44 | 44 | NA | NA | NA | NA | NA | [5 empty] | NA | NA | NA | NA | NA | 44 | 44 | 44 | 44 | 44 | [10 empty] | NA | NA | NA | NA | NA
0 | 0 | 0 |  | 0 |  | NA | 302 | 306 | 308 | 306 | 294 | 0.93 | 0.94 | 0.94 | 0.93 | 0.94 | 963 | 963 | 963 | 963 | 963 | [10 empty] | 0 | 0 | 0 | 0 | 0 | Yes | Yes | Yes | Yes | Yes | 525 | 532 | 519 | 519 | 498 | [15 empty] | 0 | 0 | 0 | 0 | 0 | NA | NA | NA | NA | NA | [5 empty] | NA | NA | NA | NA | NA | 0 | 0 | 0 | 0 | 0 | [10 empty] | NA | NA | NA | NA | NA
0 | 0 | 0 |  | 0 |  | NA | 0.93 | 0.94 | 0.94 | 0.93 | 0.94 | 963 | 963 | 963 | 963 | 963 | 525 | 532 | 519 | 519 | 498 | [10 empty] | 0 | 0 | 0 | 0 | 0 | Yes | Yes | Yes | Yes | Yes | 963 | 963 | 963 | 963 | 963 | [15 empty] | 0 | 0 | 0 | 0 | 0 | NA | NA | NA | NA | NA | [5 empty] | NA | NA | NA | NA | NA | 0 | 0 | 0 | 0 | 0 | [10 empty] | NA | NA | NA | NA | NA
0 | 0 | 0 |  | 0 |  | NA | 963 | 963 | 963 | 963 | 963 | 525 | 532 | 519 | 519 | 498 | 963 | 963 | 963 | 963 | 963 | [10 empty] | 0 | 0 | 0 | 0 | 0 | Yes | Yes | Yes | Yes | Yes | 316 | 321 | 322 | 321 | 309 | [15 empty] | 0 | 0 | 0 | 0 | 0 | NA | NA | NA | NA | NA | [5 empty] | NA | NA | NA | NA | NA | 0 | 0 | 0 | 0 | 0 | [10 empty] | NA | NA | NA | NA | NA
0 | 0 | 0 |  | 0 |  | NA | 525 | 532 | 519 | 519 | 498 | 963 | 963 | 963 | 963 | 963 | 316 | 321 | 322 | 321 | 309 | [10 empty] | 0 | 0 | 0 | 0 | 0 | Yes | Yes | Yes | Yes | Yes | 0.95 | 0.95 | 0.95 | 0.95 | 0.95 | [15 empty] | 0 | 0 | 0 | 0 | 0 | NA | NA | NA | NA | NA | [5 empty] | NA | NA | NA | NA | NA | 0 | 0 | 0 | 0 | 0 | [10 empty] | NA | NA | NA | NA | NA
Woolooga 132 kV | F747/1 | Gympie |  | Traveston |  | NA | 963 | 963 | 963 | 963 | 963 | 316 | 321 | 322 | 321 | 309 | 0.95 | 0.95 | 0.95 | 0.95 | 0.95 | [10 empty] | Rural | Rural | Rural | Rural | Rural | Yes | Yes | Yes | Yes | Yes | 963 | 963 | 963 | 963 | 963 | [15 empty] | 44 | 44 | 44 | 44 | 44 | NA | NA | NA | NA | NA | [5 empty] | NA | NA | NA | NA | NA | 44 | 44 | 44 | 44 | 44 | [10 empty] | NA | NA | NA | NA | NA
0 | 0 | 0 |  | 0 |  | NA | 316 | 321 | 322 | 321 | 309 | 0.95 | 0.95 | 0.95 | 0.95 | 0.95 | 963 | 963 | 963 | 963 | 963 | [10 empty] | 0 | 0 | 0 | 0 | 0 | Yes | Yes | Yes | Yes | Yes | 540 | 546 | 533 | 533 | 512 | [15 empty] | 0 | 0 | 0 | 0 | 0 | NA | NA | NA | NA | NA | [5 empty] | NA | NA | NA | NA | NA | 0 | 0 | 0 | 0 | 0 | [10 empty] | NA | NA | NA | NA | NA
0 | 0 | 0 |  | 0 |  | NA | 0.95 | 0.95 | 0.95 | 0.95 | 0.95 | 963 | 963 | 963 | 963 | 963 | 540 | 546 | 533 | 533 | 512 | [10 empty] | 0 | 0 | 0 | 0 | 0 | Yes | Yes | Yes | Yes | Yes | 983 | 983 | 983 | 983 | 983 | [15 empty] | 0 | 0 | 0 | 0 | 0 | NA | NA | NA | NA | NA | [5 empty] | NA | NA | NA | NA | NA | 0 | 0 | 0 | 0 | 0 | [10 empty] | NA | NA | NA | NA | NA
0 | 0 | 0 |  | 0 |  | NA | 963 | 963 | 963 | 963 | 963 | 540 | 546 | 533 | 533 | 512 | 983 | 983 | 983 | 983 | 983 | [10 empty] | 0 | 0 | 0 | 0 | 0 | Yes | Yes | Yes | Yes | Yes | 481 | 486 | 485 | 483 | 471 | [15 empty] | 0 | 0 | 0 | 0 | 0 | NA | NA | NA | NA | NA | [5 empty] | NA | NA | NA | NA | NA | 0 | 0 | 0 | 0 | 0 | [10 empty] | NA | NA | NA | NA | NA
0 | 0 | 0 |  | 0 |  | NA | 540 | 546 | 533 | 533 | 512 | 983 | 983 | 983 | 983 | 983 | 481 | 486 | 485 | 483 | 471 | [10 empty] | 0 | 0 | 0 | 0 | 0 | Yes | Yes | Yes | Yes | Yes | 1 | 1 | 1 | 1 | 1 | [15 empty] | 0 | 0 | 0 | 0 | 0 | NA | NA | NA | NA | NA | [5 empty] | NA | NA | NA | NA | NA | 0 | 0 | 0 | 0 | 0 | [10 empty] | NA | NA | NA | NA | NA
Woolooga 132 kV | F747/2 | Woolooga |  | Gympie |  | NA | 983 | 983 | 983 | 983 | 983 | 481 | 486 | 485 | 483 | 471 | 1 | 1 | 1 | 1 | 1 | [10 empty] | Rural | Rural | Rural | Rural | Rural | Yes | Yes | Yes | Yes | Yes | 983 | 983 | 983 | 983 | 983 | [15 empty] | 44 | 44 | 44 | 44 | 44 | NA | NA | NA | NA | NA | [5 empty] | NA | NA | NA | NA | NA | 44 | 44 | 44 | 44 | 44 | [10 empty] | NA | NA | NA | NA | NA
0 | 0 | 0 |  | 0 |  | NA | 481 | 486 | 485 | 483 | 471 | 1 | 1 | 1 | 1 | 1 | 983 | 983 | 983 | 983 | 983 | [10 empty] | 0 | 0 | 0 | 0 | 0 | Yes | Yes | Yes | Yes | Yes | 705 | 711 | 695 | 696 | 673 | [15 empty] | 0 | 0 | 0 | 0 | 0 | NA | NA | NA | NA | NA | [5 empty] | NA | NA | NA | NA | NA | 0 | 0 | 0 | 0 | 0 | [10 empty] | NA | NA | NA | NA | NA
0 | 0 | 0 |  | 0 |  | NA | 1 | 1 | 1 | 1 | 1 | 983 | 983 | 983 | 983 | 983 | 705 | 711 | 695 | 696 | 673 | [10 empty] | 0 | 0 | 0 | 0 | 0 | Yes | Yes | Yes | Yes | Yes | 963 | 963 | 963 | 963 | 963 | [15 empty] | 0 | 0 | 0 | 0 | 0 | NA | NA | NA | NA | NA | [5 empty] | NA | NA | NA | NA | NA | 0 | 0 | 0 | 0 | 0 | [10 empty] | NA | NA | NA | NA | NA
0 | 0 | 0 |  | 0 |  | NA | 983 | 983 | 983 | 983 | 983 | 705 | 711 | 695 | 696 | 673 | 963 | 963 | 963 | 963 | 963 | [10 empty] | 0 | 0 | 0 | 0 | 0 | Yes | Yes | Yes | Yes | Yes | 386 | 392 | 393 | 392 | 377 | [15 empty] | 0 | 0 | 0 | 0 | 0 | NA | NA | NA | NA | NA | [5 empty] | NA | NA | NA | NA | NA | 0 | 0 | 0 | 0 | 0 | [10 empty] | NA | NA | NA | NA | NA
0 | 0 | 0 |  | 0 |  | NA | 705 | 711 | 695 | 696 | 673 | 963 | 963 | 963 | 963 | 963 | 386 | 392 | 393 | 392 | 377 | [10 empty] | 0 | 0 | 0 | 0 | 0 | Yes | Yes | Yes | Yes | Yes | 0.95 | 0.95 | 0.95 | 0.95 | 0.95 | [15 empty] | 0 | 0 | 0 | 0 | 0 | NA | NA | NA | NA | NA | [5 empty] | NA | NA | NA | NA | NA | 0 | 0 | 0 | 0 | 0 | [10 empty] | NA | NA | NA | NA | NA
Woolooga 132 kV | F748/1 | Gympie |  | Cooroy |  | NA | 963 | 963 | 963 | 963 | 963 | 386 | 392 | 393 | 392 | 377 | 0.95 | 0.95 | 0.95 | 0.95 | 0.95 | [10 empty] | Rural | Rural | Rural | Rural | Rural | Yes | Yes | Yes | Yes | Yes | 963 | 963 | 963 | 963 | 963 | [15 empty] | 44 | 44 | 44 | 44 | 44 | NA | NA | NA | NA | NA | [5 empty] | NA | NA | NA | NA | NA | 44 | 44 | 44 | 44 | 44 | [10 empty] | NA | NA | NA | NA | NA
0 | 0 | 0 |  | 0 |  | NA | 386 | 392 | 393 | 392 | 377 | 0.95 | 0.95 | 0.95 | 0.95 | 0.95 | 963 | 963 | 963 | 963 | 963 | [10 empty] | 0 | 0 | 0 | 0 | 0 | Yes | Yes | Yes | Yes | Yes | 657 | 665 | 649 | 649 | 623 | [15 empty] | 0 | 0 | 0 | 0 | 0 | NA | NA | NA | NA | NA | [5 empty] | NA | NA | NA | NA | NA | 0 | 0 | 0 | 0 | 0 | [10 empty] | NA | NA | NA | NA | NA
0 | 0 | 0 |  | 0 |  | NA | 0.95 | 0.95 | 0.95 | 0.95 | 0.95 | 963 | 963 | 963 | 963 | 963 | 657 | 665 | 649 | 649 | 623 | [10 empty] | 0 | 0 | 0 | 0 | 0 | Yes | Yes | Yes | Yes | Yes | 983 | 983 | 983 | 983 | 983 | [15 empty] | 0 | 0 | 0 | 0 | 0 | NA | NA | NA | NA | NA | [5 empty] | NA | NA | NA | NA | NA | 0 | 0 | 0 | 0 | 0 | [10 empty] | NA | NA | NA | NA | NA
0 | 0 | 0 |  | 0 |  | NA | 963 | 963 | 963 | 963 | 963 | 657 | 665 | 649 | 649 | 623 | 983 | 983 | 983 | 983 | 983 | [10 empty] | 0 | 0 | 0 | 0 | 0 | Yes | Yes | Yes | Yes | Yes | 498 | 504 | 503 | 501 | 488 | [15 empty] | 0 | 0 | 0 | 0 | 0 | NA | NA | NA | NA | NA | [5 empty] | NA | NA | NA | NA | NA | 0 | 0 | 0 | 0 | 0 | [10 empty] | NA | NA | NA | NA | NA
0 | 0 | 0 |  | 0 |  | NA | 657 | 665 | 649 | 649 | 623 | 983 | 983 | 983 | 983 | 983 | 498 | 504 | 503 | 501 | 488 | [10 empty] | 0 | 0 | 0 | 0 | 0 | Yes | Yes | Yes | Yes | Yes | 0.99 | 0.99 | 0.99 | 0.99 | 0.99 | [15 empty] | 0 | 0 | 0 | 0 | 0 | NA | NA | NA | NA | NA | [5 empty] | NA | NA | NA | NA | NA | 0 | 0 | 0 | 0 | 0 | [10 empty] | NA | NA | NA | NA | NA
Woolooga 132 kV | F748/2 | Woolooga |  | Gympie |  | NA | 983 | 983 | 983 | 983 | 983 | 498 | 504 | 503 | 501 | 488 | 0.99 | 0.99 | 0.99 | 0.99 | 0.99 | [10 empty] | Rural | Rural | Rural | Rural | Rural | Yes | Yes | Yes | Yes | Yes | 983 | 983 | 983 | 983 | 983 | [15 empty] | 44 | 44 | 44 | 44 | 44 | NA | NA | NA | NA | NA | [5 empty] | NA | NA | NA | NA | NA | 44 | 44 | 44 | 44 | 44 | [10 empty] | NA | NA | NA | NA | NA
0 | 0 | 0 |  | 0 |  | NA | 498 | 504 | 503 | 501 | 488 | 0.99 | 0.99 | 0.99 | 0.99 | 0.99 | 983 | 983 | 983 | 983 | 983 | [10 empty] | 0 | 0 | 0 | 0 | 0 | Yes | Yes | Yes | Yes | Yes | 758 | 765 | 748 | 748 | 722 | [15 empty] | 0 | 0 | 0 | 0 | 0 | NA | NA | NA | NA | NA | [5 empty] | NA | NA | NA | NA | NA | 0 | 0 | 0 | 0 | 0 | [10 empty] | NA | NA | NA | NA | NA
0 | 0 | 0 |  | 0 |  | NA | 0.99 | 0.99 | 0.99 | 0.99 | 0.99 | 983 | 983 | 983 | 983 | 983 | 758 | 765 | 748 | 748 | 722 | [10 empty] | 0 | 0 | 0 | 0 | 0 | Yes | Yes | Yes | Yes | Yes | 0 | 0 | 0 | 0 | 0 | [15 empty] | 0 | 0 | 0 | 0 | 0 | NA | NA | NA | NA | NA | [5 empty] | NA | NA | NA | NA | NA | 0 | 0 | 0 | 0 | 0 | [10 empty] | NA | NA | NA | NA | NA
0 | 0 | 0 |  | 0 |  | NA | 983 | 983 | 983 | 983 | 983 | 758 | 765 | 748 | 748 | 722 | 0 | 0 | 0 | 0 | 0 | [10 empty] | 0 | 0 | 0 | 0 | 0 | Yes | Yes | Yes | Yes | Yes | 0 | 0 | 0 | 0 | 0 | [15 empty] | 0 | 0 | 0 | 0 | 0 | NA | NA | NA | NA | NA | [5 empty] | NA | NA | NA | NA | NA | 0 | 0 | 0 | 0 | 0 | [10 empty] | NA | NA | NA | NA | NA
0 | 0 | 0 |  | 0 |  | NA | 758 | 765 | 748 | 748 | 722 | 0 | 0 | 0 | 0 | 0 | 0 | 0 | 0 | 0 | 0 | [10 empty] | 0 | 0 | 0 | 0 | 0 | Yes | Yes | Yes | Yes | Yes | 0 | 0 | 0 | 0 | 0 | [15 empty] | 0 | 0 | 0 | 0 | 0 | NA | NA | NA | NA | NA | [5 empty] | NA | NA | NA | NA | NA | 0 | 0 | 0 | 0 | 0 | [10 empty] | NA | NA | NA | NA | NA

## Notes
Transmission Feeders Forecasts (Energex Distribution Annual Planning Report 2022-23 to 2026-27)
This workbook provides 5 year forecast capacity and loading information for sub-transmission feeders in the Energex network.
This workbook forms part of the Energex Distribution Annual Planning Report 2022-23 to 2026-27 (DAPR) and should be read in conjunction with the report document.
Energex Distribution Annual Planning Report is prepared and made available solely for information purposes. While care was taken in the preparation of the information in this report, and it is provided in good faith, Energex accepts no responsibility or liability (including without limitation, liability to any person by reason of negligence or negligent mis-statement) for any loss or damage that may be incurred by any person acting in reliance on this information or assumptions drawn from it, except to the extent that liability under any applicable Queensland or Commonwealth of Australia statute cannot be excluded.
It contains assumptions regarding, among other things, economic growth and load forecasts which may or may not prove to be correct. The forecasts included in the document involve subjective judgements and analysis which are subject to significant uncertainties and contingencies, many of which are out of the control of Energex. Furthermore, forecasted data is subject to ongoing variation due to COVID 19 impacts. Energex makes no representation or warranty as to the accuracy, reliability, completeness or suitability for any particular purpose of the information in this document. All information should be independently investigated, reviewed, analysed and verified, and must not be relied upon in connection with any investment proposal or decision.
The following sections list the 110kV and 132kV feeders, their forecast loads, power factor, customer category and available load transfers. The feeder loads are calculated from load flow results using forecast substation demands. For the transmission and sub-transmission feeders, load flow studies are conducted for system normal and single contingency situations.
The forecast and capacity cut-off date for the winter season is 1 June of each year, and for the summer season is 1 December of each year. For example, 2022 winter forecast includes all committed projects with a proposed commissioning date up to 1 June 2022, and the 2021/22 summer forecast includes all committed projects with a proposed commissioning date up to 1 December 2021.
Assessment of 110kV & 132kV feeders is performed under four possible risk periods: winter day, winter night, summer day and summer night. For the summer table, the worst case (highest) load between summer day and summer night has been represented in the table.
Peak, reconciled, compensated load forecasts have been used in the 110kV & 132kV feeder analyses, with 50 PoE forecast load used for single contingency studies, and 10 PoE forecast load used for system normal studies.
Feeder capacities are shown for ECC and NCC. These ratings have also been adjusted for known committed projects. All load transfers associated with contingent condition include acceptable feeder voltage profiles.
Although the conductor rating is generally the limiting factor for feeder capacity, there are other significant items of plant, such as the feeder circuit breaker, that can also restrict capacity. Furthermore, other factors such as voltage constraints and load sharing between parallel underground feeders can sometimes de‑rate the capacity of the feeders due to thermal characteristic constraints. Each of these factors has been taken into account in the production of the forecast tables.
Interconnected feeders that supply multiple customers are examined in the following tables. Feeders exclusively supplying a customer owned substation or dedicated to a customer are not included in these tables.
A definition of terms is shown in the table below.
Definition of Terms Feeder Capacity and Forecast Tables
Term | Definition
NCC Rating (A) | Normal Cyclic Capacity - the total capacity with all network components and equipment intact. This is the maximum permissible peak daily loading for a given load cycle that a feeder can supply each day of its life. For overhead feeders, the NCC is the conductor rating with an assumed 1m/s wind, orthogonal to the line. For underground cables, the NCC assumes that there are sufficient temperature and current operating margins from the thermal inertia of the cable and its surroundings.
10 PoE Load (A) | Peak load forecast with 10% probability of being exceeded (one in every 10 years will be exceeded). Based on normal expected growth rates and weather corrected starting loads.
Power Factor (System Normal) | Lowest power factor along the feeder at 10 PoE Peak Load. Where the Power Factor is 0 the feeder is a normally open feeder that does not have load under System Normal conditions.
ECC Rating (A) | Emergency Cyclic Capacity – the long term firm delivery capacity under single contingency conditions. Some underground cables are installed in close proximity to other circuits and are normally de‑rated to allow for the heat generated by the adjacent cables. ECC is the higher capacity available when any adjacent circuits have been unloaded. For overhead conductors which do not benefit from this phenomenon, the ECC is synonymous with the NCC.
50 PoE Load (A) | Peak load forecast with 50% probability of being exceeded (one in every two years will be exceeded). Based on normal expected growth rates & weather corrected starting loads. This is the worst case (highest) load forecast beween summer day and summer night.
Security Standard | For security standard application, the general type of customer a sub-transmission, or transmission feeder is supplying.
Transfers | This is the total amount of load transfers that are available following the worst case network contingency. This includes automatic transfers that are controlled automatically through SCADA and are generally implemented within a minute, load transfers that can be implemented through screen switching by a network controller, manual transfers that are deployed via manually controlled switchgear locally by field staff, and mobile generation which can be deployed by field staff by moving generation to specific sites. It should be noted under the Safety Net in the Distribution Authority, it is generally assumed that 4MVA (21A @ 110kV) of generation is available for Urban feeders to meet this criteria and 10MVA (52A) is available for Rural feeders. These values have been used as a default in the forecast tables where these are sufficient to reduce the 50PoE load below the ECC rating. Where the load is still above the ECC rating, specific load transfers have been calculated for the feeder to determine whether the Safety Net criteria is met.
Hours PA > 95% Peak Load | The forecast number of hours per annum where the load exceeded 95% of the peak 50 PoE demand. This information is not readily available for every feeder without significant analysis being undertaken. As such, this has only been provided where a feeder does not meet the Safety Net criteria or is otherwise in the Limitations and Proposed Solutions table.

## 110kV & 132kV Feeders - Winter
Connection Point | Feeder | From Substation | To Substation | Attributes | 2022 | 2023 | 2024 | 2025 | 2026 | Customer Category | Transfers (Amps) | Hours PA > 95% Peak Load | Voltage (kV)
Abermain | F7259/1 | Abermain | Wulkuraka Tee | NCC Rating (A) | 613 | 613 | 613 | 613 | 613 | Rural | 52 | NA | 110
|  |  |  | 10 POE Load (A) | 288 | 290 | 287 | 300 | 301 |  |  |  | 110
|  |  |  | Power Factor | 0.98 | 0.98 | 0.98 | 0.98 | 0.98 |  |  |  | 110
|  |  |  | ECC Rating (A) | 613 | 613 | 613 | 613 | 613 |  |  |  | 110
|  |  |  | 50 POE Load (A) | 399 | 407 | 403 | 418 | 418 |  |  |  | 110
Abermain | F7259/2 | Wulkuraka Tee | Lockrose | NCC Rating (A) | 613 | 613 | 613 | 613 | 613 | Rural | 52 | NA | 110
|  |  |  | 10 POE Load (A) | 256 | 258 | 255 | 269 | 269 |  |  |  | 110
|  |  |  | Power Factor | 0.98 | 0.98 | 0.98 | 0.98 | 0.98 |  |  |  | 110
|  |  |  | ECC Rating (A) | 613 | 613 | 613 | 613 | 613 |  |  |  | 110
|  |  |  | 50 POE Load (A) | 369 | 377 | 373 | 388 | 388 |  |  |  | 110
Abermain | F7289 | Lockrose | Gatton | NCC Rating (A) | 690 | 690 | 690 | 690 | 690 | Rural | 52 | NA | 110
|  |  |  | 10 POE Load (A) | 0 | 0 | 0 | 0 | 0 |  |  |  | 110
|  |  |  | Power Factor | 0 | 0 | 0 | 0 | 0 |  |  |  | 110
|  |  |  | ECC Rating (A) | 690 | 690 | 690 | 690 | 690 |  |  |  | 110
|  |  |  | 50 POE Load (A) | 252 | 254 | 251 | 265 | 266 |  |  |  | 110
Belmont | F750 | Belmont | Beenleigh | NCC Rating (A) | 800 | 800 | 800 | 800 | 800 | Urban | 21 | NA | 110
|  |  |  | 10 POE Load (A) | 180 | 181 | 179 | 191 | 185 |  |  |  | 110
|  |  |  | Power Factor | 0.97 | 0.98 | 0.93 | 0.92 | 0.97 |  |  |  | 110
|  |  |  | ECC Rating (A) | 800 | 800 | 800 | 800 | 800 |  |  |  | 110
|  |  |  | 50 POE Load (A) | 272 | 276 | 271 | 273 | 276 |  |  |  | 110
Belmont | F766 | Belmont | Cleveland | NCC Rating (A) | 1600 | 1600 | 1600 | 1600 | 1600 | Urban | 21 | NA | 110
|  |  |  | 10 POE Load (A) | 360 | 359 | 357 | 359 | 357 |  |  |  | 110
|  |  |  | Power Factor | 0.98 | 0.98 | 0.98 | 0.98 | 0.98 |  |  |  | 110
|  |  |  | ECC Rating (A) | 1600 | 1600 | 1600 | 1600 | 1600 |  |  |  | 110
|  |  |  | 50 POE Load (A) | 708 | 709 | 701 | 706 | 706 |  |  |  | 110
Belmont | F767 | Belmont | Cleveland | NCC Rating (A) | 1600 | 1600 | 1600 | 1600 | 1600 | Urban | 21 | NA | 110
|  |  |  | 10 POE Load (A) | 360 | 359 | 357 | 359 | 357 |  |  |  | 110
|  |  |  | Power Factor | 0.98 | 0.98 | 0.98 | 0.98 | 0.98 |  |  |  | 110
|  |  |  | ECC Rating (A) | 1600 | 1600 | 1600 | 1600 | 1600 |  |  |  | 110
|  |  |  | 50 POE Load (A) | 708 | 709 | 701 | 706 | 706 |  |  |  | 110
Blackstone | F713 | Blackstone | Raceview | NCC Rating (A) | 1131 | 1131 | 1131 | 1131 | 1131 | Urban | 21 | NA | 110
|  |  |  | 10 POE Load (A) | 192 | 196 | 198 | 204 | 208 |  |  |  | 110
|  |  |  | Power Factor | 0.99 | 0.99 | 0.99 | 0.99 | 0.99 |  |  |  | 110
|  |  |  | ECC Rating (A) | 1131 | 1131 | 1131 | 1131 | 1131 |  |  |  | 110
|  |  |  | 50 POE Load (A) | 368 | 377 | 381 | 393 | 401 |  |  |  | 110
Blackstone | F714 | Blackstone | Raceview | NCC Rating (A) | 1131 | 1131 | 1131 | 1131 | 1131 | Urban | 21 | NA | 110
|  |  |  | 10 POE Load (A) | 191 | 196 | 198 | 204 | 208 |  |  |  | 110
|  |  |  | Power Factor | 0.99 | 0.99 | 0.99 | 0.99 | 0.99 |  |  |  | 110
|  |  |  | ECC Rating (A) | 1131 | 1131 | 1131 | 1131 | 1131 |  |  |  | 110
|  |  |  | 50 POE Load (A) | 368 | 377 | 381 | 393 | 401 |  |  |  | 110
CBD East | F7231 | Wellington Road | Charlotte St | NCC Rating (A) | 1283 | 1283 | 1283 | 1283 | 1283 | CBD | NA | NA | 110
|  |  |  | 10 POE Load (A) | 271 | 278 | 308 | 338 | 348 |  |  |  | 110
|  |  |  | Power Factor | 1 | 1 | 1 | 1 | 1 |  |  |  | 110
|  |  |  | ECC Rating (A) | 1283 | 1283 | 1283 | 1283 | 1283 |  |  |  | 110
|  |  |  | 50 POE Load (A) | 509 | 523 | 576 | 633 | 654 |  |  |  | 110
CBD East | F7232 | Wellington Road | Charlotte St | NCC Rating (A) | 1283 | 1283 | 1283 | 1283 | 1283 | CBD | NA | NA | 110
|  |  |  | 10 POE Load (A) | 271 | 278 | 308 | 338 | 348 |  |  |  | 110
|  |  |  | Power Factor | 1 | 1 | 1 | 1 | 1 |  |  |  | 110
|  |  |  | ECC Rating (A) | 1283 | 1283 | 1283 | 1283 | 1283 |  |  |  | 110
|  |  |  | 50 POE Load (A) | 509 | 523 | 576 | 633 | 654 |  |  |  | 110
CBD East | F7287/3 | Tingalpa Tee | Wellington Road | NCC Rating (A) | 1197 | 1197 | 1197 | 1197 | 1197 | CBD | NA | NA | 110
|  |  |  | 10 POE Load (A) | 535 | 546 | 575 | 608 | 617 |  |  |  | 110
|  |  |  | Power Factor | 1 | 1 | 1 | 1 | 1 |  |  |  | 110
|  |  |  | ECC Rating (A) | 1197 | 1197 | 1197 | 1197 | 1197 |  |  |  | 110
|  |  |  | 50 POE Load (A) | 855 | 875 | 920 | 974 | 993 |  |  |  | 110
CBD East | F7288/3 | Tingalpa Tee | Wellington Road | NCC Rating (A) | 1197 | 1197 | 1197 | 1197 | 1197 | CBD | NA | NA | 110
|  |  |  | 10 POE Load (A) | 537 | 549 | 577 | 610 | 619 |  |  |  | 110
|  |  |  | Power Factor | 1 | 1 | 1 | 1 | 1 |  |  |  | 110
|  |  |  | ECC Rating (A) | 1197 | 1197 | 1197 | 1197 | 1197 |  |  |  | 110
|  |  |  | 50 POE Load (A) | 857 | 876 | 921 | 975 | 994 |  |  |  | 110
CBD East | F7230 | Wellington Road | Coorparoo | NCC Rating (A) | 1300 | 1300 | 1300 | 1300 | 1300 | Urban | 21 | NA | 110
|  |  |  | 10 POE Load (A) | 170 | 169 | 168 | 169 | 169 |  |  |  | 110
|  |  |  | Power Factor | 0.99 | 0.99 | 0.99 | 0.99 | 0.99 |  |  |  | 110
|  |  |  | ECC Rating (A) | 1300 | 1300 | 1300 | 1300 | 1300 |  |  |  | 110
|  |  |  | 50 POE Load (A) | 321 | 321 | 318 | 320 | 320 |  |  |  | 110
CBD East | F7362 | Wellington Road | Coorparoo | NCC Rating (A) | 1300 | 1300 | 1300 | 1300 | 1300 | Urban | 21 | NA | 110
|  |  |  | 10 POE Load (A) | 170 | 169 | 168 | 169 | 169 |  |  |  | 110
|  |  |  | Power Factor | 0.99 | 0.99 | 0.99 | 0.99 | 0.99 |  |  |  | 110
|  |  |  | ECC Rating (A) | 1300 | 1300 | 1300 | 1300 | 1300 |  |  |  | 110
|  |  |  | 50 POE Load (A) | 321 | 321 | 318 | 320 | 320 |  |  |  | 110
CBD East | F752 | Murarrie | Newstead | NCC Rating (A) | 1456 | 1456 | 1456 | 1456 | 1456 | CBD | NA | NA | 110
|  |  |  | 10 POE Load (A) | 265 | 273 | 284 | 300 | 304 |  |  |  | 110
|  |  |  | Power Factor | 1 | 1 | 1 | 1 | 1 |  |  |  | 110
|  |  |  | ECC Rating (A) | 1456 | 1456 | 1456 | 1456 | 1456 |  |  |  | 110
|  |  |  | 50 POE Load (A) | 348 | 359 | 374 | 395 | 401 |  |  |  | 110
CBD East | F753 | Murarrie | Newstead | NCC Rating (A) | 1456 | 1456 | 1456 | 1456 | 1456 | CBD | NA | NA | 110
|  |  |  | 10 POE Load (A) | 265 | 273 | 284 | 300 | 304 |  |  |  | 110
|  |  |  | Power Factor | 1 | 1 | 1 | 1 | 1 |  |  |  | 110
|  |  |  | ECC Rating (A) | 1456 | 1456 | 1456 | 1456 | 1456 |  |  |  | 110
|  |  |  | 50 POE Load (A) | 348 | 359 | 374 | 395 | 401 |  |  |  | 110
CBD East | F809 | Newstead | Victoria Park | NCC Rating (A) | 704 | 704 | 704 | 704 | 704 | CBD | NA | NA | 110
|  |  |  | 10 POE Load (A) | 88 | 91 | 97 | 105 | 106 |  |  |  | 110
|  |  |  | Power Factor | 0.97 | 0.97 | 0.98 | 0.98 | 0.98 |  |  |  | 110
|  |  |  | ECC Rating (A) | 704 | 704 | 704 | 704 | 704 |  |  |  | 110
|  |  |  | 50 POE Load (A) | 176 | 184 | 200 | 218 | 218 |  |  |  | 110
CBD East | F810 | Newstead | Victoria Park | NCC Rating (A) | 704 | 704 | 704 | 704 | 704 | CBD | NA | NA | 110
|  |  |  | 10 POE Load (A) | 88 | 91 | 97 | 105 | 106 |  |  |  | 110
|  |  |  | Power Factor | 0.97 | 0.97 | 0.98 | 0.98 | 0.98 |  |  |  | 110
|  |  |  | ECC Rating (A) | 704 | 704 | 704 | 704 | 704 |  |  |  | 110
|  |  |  | 50 POE Load (A) | 176 | 184 | 200 | 218 | 218 |  |  |  | 110
CBD East | F829 | Charlotte St | Ann St | NCC Rating (A) | 963 | 963 | 963 | 963 | 963 | CBD | NA | NA | 110
|  |  |  | 10 POE Load (A) | 148 | 152 | 160 | 174 | 184 |  |  |  | 110
|  |  |  | Power Factor | 1 | 1 | 1 | 1 | 1 |  |  |  | 110
|  |  |  | ECC Rating (A) | 963 | 963 | 963 | 963 | 963 |  |  |  | 110
|  |  |  | 50 POE Load (A) | 287 | 296 | 310 | 337 | 359 |  |  |  | 110
CBD East | F833 | Charlotte St | Ann St | NCC Rating (A) | 963 | 963 | 963 | 963 | 963 | CBD | NA | NA | 110
|  |  |  | 10 POE Load (A) | 148 | 152 | 160 | 174 | 184 |  |  |  | 110
|  |  |  | Power Factor | 1 | 1 | 1 | 1 | 1 |  |  |  | 110
|  |  |  | ECC Rating (A) | 963 | 963 | 963 | 963 | 963 |  |  |  | 110
|  |  |  | 50 POE Load (A) | 287 | 296 | 310 | 337 | 359 |  |  |  | 110
CBD East | F834 | McLachlan St | Ann St | NCC Rating (A) | 967 | 967 | 967 | 967 | 967 | CBD | NA | NA | 110
|  |  |  | 10 POE Load (A) | 183 | 189 | 207 | 218 | 209 |  |  |  | 110
|  |  |  | Power Factor | 0.98 | 0.99 | 0.99 | 0.99 | 1 |  |  |  | 110
|  |  |  | ECC Rating (A) | 967 | 967 | 967 | 967 | 967 |  |  |  | 110
|  |  |  | 50 POE Load (A) | 353 | 367 | 390 | 411 | 407 |  |  |  | 110
CBD East | F835 | McLachlan St | Victoria Park | NCC Rating (A) | 967 | 967 | 967 | 967 | 967 | CBD | NA | NA | 110
|  |  |  | 10 POE Load (A) | 191 | 201 | 221 | 243 | 240 |  |  |  | 110
|  |  |  | Power Factor | 1 | 1 | 1 | 1 | 1 |  |  |  | 110
|  |  |  | ECC Rating (A) | 967 | 967 | 967 | 967 | 967 |  |  |  | 110
|  |  |  | 50 POE Load (A) | 242 | 253 | 277 | 303 | 302 |  |  |  | 110
CBD East | F914 | Newstead | McLachlan St | NCC Rating (A) | 1305 | 1305 | 1305 | 1305 | 1305 | CBD | NA | NA | 110
|  |  |  | 10 POE Load (A) | 84 | 83 | 86 | 93 | 95 |  |  |  | 110
|  |  |  | Power Factor | 0.98 | 0.99 | 0.98 | 0.98 | 0.99 |  |  |  | 110
|  |  |  | ECC Rating (A) | 1305 | 1305 | 1305 | 1305 | 1305 |  |  |  | 110
|  |  |  | 50 POE Load (A) | 148 | 153 | 158 | 168 | 172 |  |  |  | 110
CBD East | F915 | Newstead | McLachlan St | NCC Rating (A) | 1305 | 1305 | 1305 | 1305 | 1305 | CBD | NA | NA | 110
|  |  |  | 10 POE Load (A) | 84 | 83 | 86 | 93 | 95 |  |  |  | 110
|  |  |  | Power Factor | 0.98 | 0.99 | 0.98 | 0.98 | 0.99 |  |  |  | 110
|  |  |  | ECC Rating (A) | 1305 | 1305 | 1305 | 1305 | 1305 |  |  |  | 110
|  |  |  | 50 POE Load (A) | 148 | 153 | 158 | 168 | 172 |  |  |  | 110
CBD South | F830 | West End | Charlotte St | NCC Rating (A) | 690 | 690 | 690 | 690 | 690 | CBD | NA | NA | 110
|  |  |  | 10 POE Load (A) | 178 | 175 | 174 | 174 | 175 |  |  |  | 110
|  |  |  | Power Factor | 0.39 | 0.46 | 0.43 | 0.42 | 0.46 |  |  |  | 110
|  |  |  | ECC Rating (A) | 690 | 690 | 690 | 690 | 690 |  |  |  | 110
|  |  |  | 50 POE Load (A) | 318 | 331 | 330 | 329 | 333 |  |  |  | 110
CBD South | F905 | Rocklea | West End | NCC Rating (A) | 693 | 693 | 693 | 693 | 693 | CBD | NA | NA | 110
|  |  |  | 10 POE Load (A) | 321 | 330 | 325 | 326 | 334 |  |  |  | 110
|  |  |  | Power Factor | 0.91 | 0.93 | 0.92 | 0.92 | 0.93 |  |  |  | 110
|  |  |  | ECC Rating (A) | 693 | 693 | 693 | 693 | 693 |  |  |  | 110
|  |  |  | 50 POE Load (A) | 493 | 509 | 507 | 508 | 515 |  |  |  | 110
CBD West | F7266 | Milton | Customer | NCC Rating (A) | 966 | 966 | 966 | 966 | 966 | CBD | NA | NA | 110
|  |  |  | 10 POE Load (A) | 128 | 131 | 133 | 133 | 133 |  |  |  | 110
|  |  |  | Power Factor | 0.74 | 0.76 | 0.76 | 0.76 | 0.77 |  |  |  | 110
|  |  |  | ECC Rating (A) | 966 | 966 | 966 | 966 | 966 |  |  |  | 110
|  |  |  | 50 POE Load (A) | 264 | 270 | 275 | 278 | 284 |  |  |  | 110
CBD West | F7267 | Milton | Makerston St | NCC Rating (A) | 966 | 966 | 966 | 966 | 966 | CBD | NA | NA | 110
|  |  |  | 10 POE Load (A) | 146 | 154 | 161 | 163 | 166 |  |  |  | 110
|  |  |  | Power Factor | 0.79 | 0.8 | 0.81 | 0.81 | 0.81 |  |  |  | 110
|  |  |  | ECC Rating (A) | 966 | 966 | 966 | 966 | 966 |  |  |  | 110
|  |  |  | 50 POE Load (A) | 269 | 276 | 280 | 283 | 291 |  |  |  | 110
CBD West | F7321 | Customer | Makerston St | NCC Rating (A) | 966 | 966 | 966 | 966 | 966 | CBD | NA | NA | 110
|  |  |  | 10 POE Load (A) | 78 | 80 | 86 | 89 | 90 |  |  |  | 110
|  |  |  | Power Factor | 0.52 | 0.56 | 0.6 | 0.62 | 0.63 |  |  |  | 110
|  |  |  | ECC Rating (A) | 966 | 966 | 966 | 966 | 966 |  |  |  | 110
|  |  |  | 50 POE Load (A) | 213 | 218 | 227 | 234 | 241 |  |  |  | 110
CBD West | F7365 | Kelvin Grove | Milton | NCC Rating (A) | 973 | 973 | 973 | 973 | 973 | CBD | NA | NA | 110
|  |  |  | 10 POE Load (A) | 149 | 157 | 161 | 161 | 163 |  |  |  | 110
|  |  |  | Power Factor | 0.83 | 0.84 | 0.85 | 0.85 | 0.85 |  |  |  | 110
|  |  |  | ECC Rating (A) | 973 | 973 | 973 | 973 | 973 |  |  |  | 110
|  |  |  | 50 POE Load (A) | 353 | 370 | 373 | 376 | 382 |  |  |  | 110
CBD West | F781 | Ashgrove West | Kelvin Grove | NCC Rating (A) | 913 | 913 | 913 | 913 | 913 | CBD | NA | NA | 110
|  |  |  | 10 POE Load (A) | 204 | 213 | 217 | 218 | 220 |  |  |  | 110
|  |  |  | Power Factor | 0.94 | 0.95 | 0.95 | 0.95 | 0.95 |  |  |  | 110
|  |  |  | ECC Rating (A) | 913 | 913 | 913 | 913 | 913 |  |  |  | 110
|  |  |  | 50 POE Load (A) | 406 | 424 | 426 | 431 | 436 |  |  |  | 110
CBD West | F782 | Ashgrove West | Milton | NCC Rating (A) | 913 | 913 | 913 | 913 | 913 | CBD | NA | NA | 110
|  |  |  | 10 POE Load (A) | 239 | 251 | 255 | 257 | 258 |  |  |  | 110
|  |  |  | Power Factor | 0.92 | 0.93 | 0.93 | 0.93 | 0.93 |  |  |  | 110
|  |  |  | ECC Rating (A) | 913 | 913 | 913 | 913 | 913 |  |  |  | 110
|  |  |  | 50 POE Load (A) | 414 | 432 | 435 | 439 | 445 |  |  |  | 110
CBD West | F807 | Makerston St | Charlotte St | NCC Rating (A) | 629 | 629 | 629 | 629 | 629 | CBD | NA | NA | 110
|  |  |  | 10 POE Load (A) | 78 | 76 | 75 | 75 | 75 |  |  |  | 110
|  |  |  | Power Factor | 0.5 | 0.57 | 0.51 | 0.47 | 0.52 |  |  |  | 110
|  |  |  | ECC Rating (A) | 629 | 629 | 629 | 629 | 629 |  |  |  | 110
|  |  |  | 50 POE Load (A) | 169 | 169 | 174 | 179 | 182 |  |  |  | 110
CBD West | F808 | Makerston St | Charlotte St | NCC Rating (A) | 629 | 629 | 629 | 629 | 629 | CBD | NA | NA | 110
|  |  |  | 10 POE Load (A) | 94 | 93 | 93 | 94 | 94 |  |  |  | 110
|  |  |  | Power Factor | 0.42 | 0.52 | 0.5 | 0.5 | 0.55 |  |  |  | 110
|  |  |  | ECC Rating (A) | 629 | 629 | 629 | 629 | 629 |  |  |  | 110
|  |  |  | 50 POE Load (A) | 175 | 177 | 178 | 178 | 181 |  |  |  | 110
Loganlea | F704 | Beenleigh | Yatala | NCC Rating (A) | 1088 | 1088 | 1088 | 1088 | 1088 | Urban | 21 | NA | 110
|  |  |  | 10 POE Load (A) | 274 | 285 | 280 | 302 | 300 |  |  |  | 110
|  |  |  | Power Factor | 0.9 | 0.89 | 0.87 | 0.94 | 0.95 |  |  |  | 110
|  |  |  | ECC Rating (A) | 1088 | 1088 | 1088 | 1088 | 1088 |  |  |  | 110
|  |  |  | 50 POE Load (A) | 649 | 658 | 659 | 673 | 682 |  |  |  | 110
Loganlea | F7351 | Jimboomba | Beaudesert | NCC Rating (A) | 865 | 865 | 865 | 865 | 865 | Rural | 52 | NA | 110
|  |  |  | 10 POE Load (A) | 181 | 187 | 194 | 201 | 204 |  |  |  | 110
|  |  |  | Power Factor | 0.97 | 0.97 | 0.97 | 0.97 | 0.97 |  |  |  | 110
|  |  |  | ECC Rating (A) | 865 | 865 | 865 | 865 | 865 |  |  |  | 110
|  |  |  | 50 POE Load (A) | 177 | 184 | 192 | 198 | 201 |  |  |  | 110
Loganlea | F7354 | Loganlea | Jimboomba | NCC Rating (A) | 952 | 952 | 952 | 952 | 952 | Rural | 52 | NA | 110
|  |  |  | 10 POE Load (A) | 300 | 308 | 313 | 323 | 335 |  |  |  | 110
|  |  |  | Power Factor | 0.97 | 0.97 | 0.97 | 0.97 | 0.97 |  |  |  | 110
|  |  |  | ECC Rating (A) | 952 | 952 | 952 | 952 | 952 |  |  |  | 110
|  |  |  | 50 POE Load (A) | 479 | 493 | 504 | 520 | 539 |  |  |  | 110
Loganlea | F7377 | Yatala | Coomera | NCC Rating (A) | 1088 | 1088 | 1088 | 1088 | 1088 | Urban | 21 | NA | 110
|  |  |  | 10 POE Load (A) | 28 | 44 | 49 | 54 | 54 |  |  |  | 110
|  |  |  | Power Factor | 0.58 | 0.49 | 0.28 | 0.99 | 1 |  |  |  | 110
|  |  |  | ECC Rating (A) | 1088 | 1088 | 1088 | 1088 | 1088 |  |  |  | 110
|  |  |  | 50 POE Load (A) | 417 | 425 | 429 | 440 | 448 |  |  |  | 110
Loganlea | F787 | Loganlea | Beenleigh | NCC Rating (A) | 1200 | 1200 | 1200 | 1200 | 1200 | Rural | 52 | NA | 110
|  |  |  | 10 POE Load (A) | 370 | 372 | 380 | 393 | 385 |  |  |  | 110
|  |  |  | Power Factor | 0.93 | 0.93 | 0.91 | 0.93 | 0.95 |  |  |  | 110
|  |  |  | ECC Rating (A) | 1200 | 1200 | 1200 | 1200 | 1200 |  |  |  | 110
|  |  |  | 50 POE Load (A) | 565 | 567 | 565 | 596 | 598 |  |  |  | 110
Loganlea | F788/1 | Beenleigh | Russell Island Tee | NCC Rating (A) | 325 | 325 | 325 | 325 | 325 | Rural | 52 | NA | 110
|  |  |  | 10 POE Load (A) | 55 | 56 | 56 | 57 | 58 |  |  |  | 110
|  |  |  | Power Factor | 1 | 1 | 1 | 1 | 1 |  |  |  | 110
|  |  |  | ECC Rating (A) | 325 | 325 | 325 | 325 | 325 |  |  |  | 110
|  |  |  | 50 POE Load (A) | 60 | 61 | 61 | 63 | 63 |  |  |  | 110
Loganlea | F788/2 | Russell Island Tee | Stradbroke Island | NCC Rating (A) | 441 | 441 | 441 | 441 | 441 | Rural | 52 | NA | 110
|  |  |  | 10 POE Load (A) | 22 | 22 | 21 | 22 | 22 |  |  |  | 110
|  |  |  | Power Factor | 1 | 1 | 1 | 1 | 1 |  |  |  | 110
|  |  |  | ECC Rating (A) | 441 | 441 | 441 | 441 | 441 |  |  |  | 110
|  |  |  | 50 POE Load (A) | 29 | 29 | 29 | 29 | 29 |  |  |  | 110
Loganlea | F788/3 | Russell Island Tee | Russell Island | NCC Rating (A) | 902 | 902 | 902 | 902 | 902 | Rural | 52 | NA | 110
|  |  |  | 10 POE Load (A) | 34 | 35 | 35 | 36 | 37 |  |  |  | 110
|  |  |  | Power Factor | 0.99 | 0.99 | 0.99 | 0.99 | 0.99 |  |  |  | 110
|  |  |  | ECC Rating (A) | 902 | 902 | 902 | 902 | 902 |  |  |  | 110
|  |  |  | 50 POE Load (A) | 32 | 33 | 34 | 35 | 35 |  |  |  | 110
Loganlea | F793 | Loganlea | North Springwood | NCC Rating (A) | 872 | 872 | 872 | 872 | 872 | Urban | 21 | NA | 110
|  |  |  | 10 POE Load (A) | 46 | 46 | 45 | 45 | 45 |  |  |  | 110
|  |  |  | Power Factor | 0.99 | 0.99 | 0.99 | 0.99 | 0.99 |  |  |  | 110
|  |  |  | ECC Rating (A) | 872 | 872 | 872 | 872 | 872 |  |  |  | 110
|  |  |  | 50 POE Load (A) | 163 | 163 | 161 | 162 | 162 |  |  |  | 110
Loganlea | F799 | Loganlea | North Springwood | NCC Rating (A) | 872 | 872 | 872 | 872 | 872 | Urban | 21 | NA | 110
|  |  |  | 10 POE Load (A) | 121 | 120 | 118 | 119 | 119 |  |  |  | 110
|  |  |  | Power Factor | 1 | 1 | 1 | 1 | 1 |  |  |  | 110
|  |  |  | ECC Rating (A) | 872 | 872 | 872 | 872 | 872 |  |  |  | 110
|  |  |  | 50 POE Load (A) | 158 | 158 | 156 | 157 | 157 |  |  |  | 110
Loganlea | F820 | Loganlea | Jimboomba | NCC Rating (A) | 962 | 962 | 962 | 962 | 962 | Rural | 52 | NA | 110
|  |  |  | 10 POE Load (A) | 205 | 211 | 214 | 221 | 230 |  |  |  | 110
|  |  |  | Power Factor | 0.98 | 0.98 | 0.98 | 0.98 | 0.98 |  |  |  | 110
|  |  |  | ECC Rating (A) | 962 | 962 | 962 | 962 | 962 |  |  |  | 110
|  |  |  | 50 POE Load (A) | 490 | 505 | 516 | 529 | 549 |  |  |  | 110
Loganlea | F837 | Loganlea | Beenleigh | NCC Rating (A) | 1200 | 1200 | 1200 | 1200 | 1200 | Rural | 52 | NA | 110
|  |  |  | 10 POE Load (A) | 370 | 372 | 380 | 393 | 385 |  |  |  | 110
|  |  |  | Power Factor | 0.93 | 0.93 | 0.91 | 0.93 | 0.95 |  |  |  | 110
|  |  |  | ECC Rating (A) | 1200 | 1200 | 1200 | 1200 | 1200 |  |  |  | 110
|  |  |  | 50 POE Load (A) | 565 | 567 | 565 | 596 | 598 |  |  |  | 110
Loganlea | F836 | Loganlea | Browns Plains | NCC Rating (A) | 894 | 894 | 894 | 894 | 894 | Urban | 21 | NA | 110
|  |  |  | 10 POE Load (A) | 193 | 201 | 198 | 201 | 202 |  |  |  | 110
|  |  |  | Power Factor | 0.98 | 0.98 | 0.98 | 0.98 | 0.98 |  |  |  | 110
|  |  |  | ECC Rating (A) | 894 | 894 | 894 | 894 | 894 |  |  |  | 110
|  |  |  | 50 POE Load (A) | 438 | 458 | 454 | 460 | 457 |  |  |  | 110
Loganlea | F843 | Loganlea | Browns Plains | NCC Rating (A) | 949 | 949 | 949 | 949 | 949 | Urban | 21 | NA | 110
|  |  |  | 10 POE Load (A) | 246 | 256 | 253 | 256 | 257 |  |  |  | 110
|  |  |  | Power Factor | 0.98 | 0.98 | 0.98 | 0.98 | 0.98 |  |  |  | 110
|  |  |  | ECC Rating (A) | 949 | 949 | 949 | 949 | 949 |  |  |  | 110
|  |  |  | 50 POE Load (A) | 431 | 452 | 447 | 454 | 454 |  |  |  | 110
Loganlea | F904/1 | Beenleigh | Rocky Point Tee | NCC Rating (A) | 800 | 800 | 800 | 800 | 800 | Rural | 52 | NA | 110
|  |  |  | 10 POE Load (A) | 11 | 11 | 11 | 11 | 11 |  |  |  | 110
|  |  |  | Power Factor | 0.73 | 0.73 | 0.73 | 0.73 | 0.73 |  |  |  | 110
|  |  |  | ECC Rating (A) | 800 | 800 | 800 | 800 | 800 |  |  |  | 110
|  |  |  | 50 POE Load (A) | 49 | 49 | 49 | 49 | 49 |  |  |  | 110
Loganlea | F904/2 | Rocky Point Tee | Rocky Point | NCC Rating (A) | 868 | 868 | 868 | 868 | 868 | Rural | 52 | NA | 110
|  |  |  | 10 POE Load (A) | 0 | 0 | 0 | 0 | 0 |  |  |  | 110
|  |  |  | Power Factor | 0 | 0 | 0 | 0 | 0 |  |  |  | 110
|  |  |  | ECC Rating (A) | 868 | 868 | 868 | 868 | 868 |  |  |  | 110
|  |  |  | 50 POE Load (A) | 0 | 0 | 0 | 0 | 0 |  |  |  | 110
Loganlea | F904/3 | Rocky Point Tee | Ibis | NCC Rating (A) | 325 | 325 | 325 | 325 | 325 | Rural | 52 | NA | 110
|  |  |  | 10 POE Load (A) | 9 | 9 | 9 | 9 | 9 |  |  |  | 110
|  |  |  | Power Factor | 0.99 | 0.99 | 0.99 | 0.99 | 0.99 |  |  |  | 110
|  |  |  | ECC Rating (A) | 325 | 325 | 325 | 325 | 325 |  |  |  | 110
|  |  |  | 50 POE Load (A) | 50 | 50 | 50 | 50 | 50 |  |  |  | 110
Middle Ridge | F726 | Postmans Ridge | Gatton | NCC Rating (A) | 690 | 690 | 690 | 690 | 690 | Rural | 52 | NA | 110
|  |  |  | 10 POE Load (A) | 124 | 131 | 130 | 131 | 129 |  |  |  | 110
|  |  |  | Power Factor | 0.99 | 0.99 | 0.99 | 0.99 | 0.99 |  |  |  | 110
|  |  |  | ECC Rating (A) | 690 | 690 | 690 | 690 | 690 |  |  |  | 110
|  |  |  | 50 POE Load (A) | 373 | 382 | 378 | 394 | 395 |  |  |  | 110
Middle Ridge | F727 | Middle Ridge | Postmans Ridge | NCC Rating (A) | 690 | 690 | 690 | 690 | 690 | Rural | 52 | NA | 110
|  |  |  | 10 POE Load (A) | 128 | 132 | 131 | 131 | 130 |  |  |  | 110
|  |  |  | Power Factor | 1 | 1 | 1 | 1 | 1 |  |  |  | 110
|  |  |  | ECC Rating (A) | 690 | 690 | 690 | 690 | 690 |  |  |  | 110
|  |  |  | 50 POE Load (A) | 263 | 270 | 268 | 270 | 271 |  |  |  | 110
Middle Ridge | F7348 | Middle Ridge | Postmans Ridge | NCC Rating (A) | 1280 | 1280 | 1280 | 1280 | 1280 | Rural | 52 | NA | 110
|  |  |  | 10 POE Load (A) | 149 | 152 | 152 | 152 | 151 |  |  |  | 110
|  |  |  | Power Factor | 0.97 | 0.97 | 0.97 | 0.97 | 0.97 |  |  |  | 110
|  |  |  | ECC Rating (A) | 1280 | 1280 | 1280 | 1280 | 1280 |  |  |  | 110
|  |  |  | 50 POE Load (A) | 280 | 285 | 282 | 291 | 292 |  |  |  | 110
Molendinar | F7193 | Molendinar | Cades County | NCC Rating (A) | 1108 | 1108 | 1108 | 1108 | 1108 | Urban | 21 | NA | 110
|  |  |  | 10 POE Load (A) | 328 | 329 | 331 | 319 | 324 |  |  |  | 110
|  |  |  | Power Factor | 0.99 | 0.99 | 0.99 | 0.98 | 0.98 |  |  |  | 110
|  |  |  | ECC Rating (A) | 1108 | 1108 | 1108 | 1108 | 1108 |  |  |  | 110
|  |  |  | 50 POE Load (A) | 552 | 558 | 564 | 536 | 543 |  |  |  | 110
Molendinar | F7229 | Molendinar | Robina | NCC Rating (A) | 1412 | 1412 | 1412 | 1412 | 1412 | Urban | 21 | NA | 110
|  |  |  | 10 POE Load (A) | 28 | 26 | 27 | 69 | 69 |  |  |  | 110
|  |  |  | Power Factor | 0.69 | 0.67 | 0.71 | 1 | 1 |  |  |  | 110
|  |  |  | ECC Rating (A) | 1412 | 1412 | 1412 | 1412 | 1412 |  |  |  | 110
|  |  |  | 50 POE Load (A) | 186 | 188 | 187 | 223 | 224 |  |  |  | 110
Molendinar | F7283 | Cades County | Coomera | NCC Rating (A) | 1088 | 1088 | 1088 | 1088 | 1088 | Urban | 21 | NA | 110
|  |  |  | 10 POE Load (A) | 418 | 420 | 430 | 401 | 411 |  |  |  | 110
|  |  |  | Power Factor | 1 | 1 | 1 | 0.99 | 0.99 |  |  |  | 110
|  |  |  | ECC Rating (A) | 1088 | 1088 | 1088 | 1088 | 1088 |  |  |  | 110
|  |  |  | 50 POE Load (A) | 638 | 647 | 647 | 659 | 667 |  |  |  | 110
Molendinar | F7297 | Molendinar | Cades County | NCC Rating (A) | 1108 | 1108 | 1108 | 1108 | 1108 | Urban | 21 | NA | 110
|  |  |  | 10 POE Load (A) | 328 | 329 | 331 | 319 | 324 |  |  |  | 110
|  |  |  | Power Factor | 0.99 | 0.99 | 0.99 | 0.98 | 0.98 |  |  |  | 110
|  |  |  | ECC Rating (A) | 1108 | 1108 | 1108 | 1108 | 1108 |  |  |  | 110
|  |  |  | 50 POE Load (A) | 552 | 558 | 564 | 536 | 543 |  |  |  | 110
Molendinar | F798 | Molendinar | Nerang | NCC Rating (A) | 1250 | 1250 | 1250 | 1250 | 1250 | Urban | 21 | NA | 110
|  |  |  | 10 POE Load (A) | 143 | 141 | 141 | 191 | 191 |  |  |  | 110
|  |  |  | Power Factor | 1 | 1 | 1 | 1 | 1 |  |  |  | 110
|  |  |  | ECC Rating (A) | 1250 | 1250 | 1250 | 1250 | 1250 |  |  |  | 110
|  |  |  | 50 POE Load (A) | 237 | 235 | 235 | 334 | 335 |  |  |  | 110
Molendinar | F907 | Molendinar | Southport | NCC Rating (A) | 834 | 834 | 834 | 834 | 834 | Urban | 21 | NA | 110
|  |  |  | 10 POE Load (A) | 128 | 129 | 129 | 131 | 133 |  |  |  | 110
|  |  |  | Power Factor | 0.99 | 0.99 | 0.99 | 0.99 | 0.99 |  |  |  | 110
|  |  |  | ECC Rating (A) | 834 | 834 | 834 | 834 | 834 |  |  |  | 110
|  |  |  | 50 POE Load (A) | 269 | 273 | 273 | 278 | 282 |  |  |  | 110
Molendinar | F917 | Molendinar | Southport | NCC Rating (A) | 1035 | 1035 | 1035 | 1035 | 1035 | Urban | 21 | NA | 110
|  |  |  | 10 POE Load (A) | 148 | 150 | 150 | 152 | 154 |  |  |  | 110
|  |  |  | Power Factor | 0.97 | 0.97 | 0.97 | 0.97 | 0.97 |  |  |  | 110
|  |  |  | ECC Rating (A) | 1035 | 1035 | 1035 | 1035 | 1035 |  |  |  | 110
|  |  |  | 50 POE Load (A) | 268 | 272 | 273 | 278 | 281 |  |  |  | 110
Molendinar | F916 | Molendinar | Surfers Paradise | NCC Rating (A) | 1100 | 1100 | 1100 | 1100 | 1100 | Urban | 21 | NA | 110
|  |  |  | 10 POE Load (A) | 293 | 290 | 291 | 398 | 399 |  |  |  | 110
|  |  |  | Power Factor | 0.94 | 0.94 | 0.95 | 0.99 | 0.99 |  |  |  | 110
|  |  |  | ECC Rating (A) | 1100 | 1100 | 1100 | 1100 | 1100 |  |  |  | 110
|  |  |  | 50 POE Load (A) | 440 | 439 | 441 | 616 | 619 |  |  |  | 110
Mudgeeraba | F706 | Mudgeeraba | Nerang | NCC Rating (A) | 1250 | 1250 | 1250 | 1250 | 1250 | Urban | 21 | NA | 110
|  |  |  | 10 POE Load (A) | 84 | 85 | 83 | 33 | 35 |  |  |  | 110
|  |  |  | Power Factor | 0.9 | 0.91 | 0.91 | 0.82 | 0.81 |  |  |  | 110
|  |  |  | ECC Rating (A) | 1250 | 1250 | 1250 | 1250 | 1250 |  |  |  | 110
|  |  |  | 50 POE Load (A) | 208 | 209 | 206 | 208 | 208 |  |  |  | 110
Mudgeeraba | F754 | Mudgeeraba | Burleigh Heads | NCC Rating (A) | 1267 | 1267 | 1267 | 1267 | 1267 | Urban | 21 | NA | 110
|  |  |  | 10 POE Load (A) | 386 | 388 | 386 | 388 | 389 |  |  |  | 110
|  |  |  | Power Factor | 0.98 | 0.98 | 0.98 | 0.98 | 0.98 |  |  |  | 110
|  |  |  | ECC Rating (A) | 1267 | 1267 | 1267 | 1267 | 1267 |  |  |  | 110
|  |  |  | 50 POE Load (A) | 765 | 770 | 765 | 772 | 774 |  |  |  | 110
Mudgeeraba | F755 | Mudgeeraba | Burleigh Heads | NCC Rating (A) | 1267 | 1267 | 1267 | 1267 | 1267 | Urban | 21 | NA | 110
|  |  |  | 10 POE Load (A) | 387 | 389 | 386 | 388 | 389 |  |  |  | 110
|  |  |  | Power Factor | 0.98 | 0.98 | 0.98 | 0.98 | 0.98 |  |  |  | 110
|  |  |  | ECC Rating (A) | 1267 | 1267 | 1267 | 1267 | 1267 |  |  |  | 110
|  |  |  | 50 POE Load (A) | 765 | 770 | 764 | 772 | 774 |  |  |  | 110
Mudgeeraba | F779 | Mudgeeraba | Merrimac | NCC Rating (A) | 1412 | 1412 | 1412 | 1412 | 1412 | Urban | 21 | NA | 110
|  |  |  | 10 POE Load (A) | 135 | 138 | 136 | 77 | 79 |  |  |  | 110
|  |  |  | Power Factor | 0.98 | 0.98 | 0.98 | 1 | 0.99 |  |  |  | 110
|  |  |  | ECC Rating (A) | 1412 | 1412 | 1412 | 1412 | 1412 |  |  |  | 110
|  |  |  | 50 POE Load (A) | 263 | 265 | 264 | 268 | 269 |  |  |  | 110
Mudgeeraba | F780 | Mudgeeraba | Merrimac | NCC Rating (A) | 1412 | 1412 | 1412 | 1412 | 1412 | Urban | 21 | NA | 110
|  |  |  | 10 POE Load (A) | 135 | 138 | 136 | 77 | 79 |  |  |  | 110
|  |  |  | Power Factor | 0.98 | 0.98 | 0.98 | 1 | 0.99 |  |  |  | 110
|  |  |  | ECC Rating (A) | 1412 | 1412 | 1412 | 1412 | 1412 |  |  |  | 110
|  |  |  | 50 POE Load (A) | 263 | 265 | 264 | 268 | 269 |  |  |  | 110
Mudgeeraba | F794 | Mudgeeraba | Robina | NCC Rating (A) | 1412 | 1412 | 1412 | 1412 | 1412 | Urban | 21 | NA | 110
|  |  |  | 10 POE Load (A) | 185 | 187 | 185 | 134 | 136 |  |  |  | 110
|  |  |  | Power Factor | 0.94 | 0.94 | 0.94 | 0.94 | 0.94 |  |  |  | 110
|  |  |  | ECC Rating (A) | 1412 | 1412 | 1412 | 1412 | 1412 |  |  |  | 110
|  |  |  | 50 POE Load (A) | 270 | 274 | 273 | 226 | 227 |  |  |  | 110
Mudgeeraba | F826 | Broadbeach | Surfers Paradise | NCC Rating (A) | 574 | 574 | 574 | 574 | 574 | Urban | 21 | NA | 110
|  |  |  | 10 POE Load (A) | 49 | 47 | 46 | 82 | 82 |  |  |  | 110
|  |  |  | Power Factor | 0.75 | 0.73 | 0.76 | 1 | 1 |  |  |  | 110
|  |  |  | ECC Rating (A) | 574 | 574 | 574 | 574 | 574 |  |  |  | 110
|  |  |  | 50 POE Load (A) | 115 | 116 | 116 | 193 | 193 |  |  |  | 110
Mudgeeraba | F827 | Broadbeach | Surfers Paradise | NCC Rating (A) | 574 | 574 | 574 | 574 | 574 | Urban | 21 | NA | 110
|  |  |  | 10 POE Load (A) | 49 | 47 | 46 | 82 | 82 |  |  |  | 110
|  |  |  | Power Factor | 0.74 | 0.73 | 0.76 | 1 | 1 |  |  |  | 110
|  |  |  | ECC Rating (A) | 574 | 574 | 574 | 574 | 574 |  |  |  | 110
|  |  |  | 50 POE Load (A) | 115 | 116 | 116 | 193 | 193 |  |  |  | 110
Mudgeeraba | F838 | Mudgeeraba | Varsity Lakes | NCC Rating (A) | 1347 | 1347 | 1347 | 1347 | 1347 | Urban | 21 | NA | 110
|  |  |  | 10 POE Load (A) | 65 | 65 | 64 | 64 | 63 |  |  |  | 110
|  |  |  | Power Factor | 1 | 1 | 1 | 1 | 1 |  |  |  | 110
|  |  |  | ECC Rating (A) | 1347 | 1347 | 1347 | 1347 | 1347 |  |  |  | 110
|  |  |  | 50 POE Load (A) | 126 | 126 | 124 | 125 | 124 |  |  |  | 110
Mudgeeraba | F839 | Mudgeeraba | Varsity Lakes | NCC Rating (A) | 1347 | 1347 | 1347 | 1347 | 1347 | Urban | 21 | NA | 110
|  |  |  | 10 POE Load (A) | 65 | 65 | 64 | 64 | 63 |  |  |  | 110
|  |  |  | Power Factor | 1 | 1 | 1 | 1 | 1 |  |  |  | 110
|  |  |  | ECC Rating (A) | 1347 | 1347 | 1347 | 1347 | 1347 |  |  |  | 110
|  |  |  | 50 POE Load (A) | 126 | 126 | 124 | 125 | 124 |  |  |  | 110
Mudgeeraba | F918 | Merrimac | Broadbeach | NCC Rating (A) | 1286 | 1286 | 1286 | 1286 | 1286 | Urban | 21 | NA | 110
|  |  |  | 10 POE Load (A) | 89 | 91 | 89 | 32 | 34 |  |  |  | 110
|  |  |  | Power Factor | 0.96 | 0.96 | 0.97 | 0.98 | 0.97 |  |  |  | 110
|  |  |  | ECC Rating (A) | 1286 | 1286 | 1286 | 1286 | 1286 |  |  |  | 110
|  |  |  | 50 POE Load (A) | 213 | 215 | 214 | 218 | 220 |  |  |  | 110
Mudgeeraba | F919 | Merrimac | Broadbeach | NCC Rating (A) | 1286 | 1286 | 1286 | 1286 | 1286 | Urban | 21 | NA | 110
|  |  |  | 10 POE Load (A) | 89 | 91 | 89 | 32 | 34 |  |  |  | 110
|  |  |  | Power Factor | 0.96 | 0.96 | 0.97 | 0.98 | 0.97 |  |  |  | 110
|  |  |  | ECC Rating (A) | 1286 | 1286 | 1286 | 1286 | 1286 |  |  |  | 110
|  |  |  | 50 POE Load (A) | 213 | 215 | 214 | 218 | 220 |  |  |  | 110
Murarrie | F7270 | Murarrie | Lytton Bulk | NCC Rating (A) | 1364 | 1364 | 1364 | 1364 | 1364 | Urban | 21 | NA | 110
|  |  |  | 10 POE Load (A) | 291 | 290 | 301 | 309 | 314 |  |  |  | 110
|  |  |  | Power Factor | 0.99 | 0.99 | 0.99 | 0.99 | 0.99 |  |  |  | 110
|  |  |  | ECC Rating (A) | 1364 | 1364 | 1364 | 1364 | 1364 |  |  |  | 110
|  |  |  | 50 POE Load (A) | 566 | 565 | 587 | 603 | 614 |  |  |  | 110
Murarrie | F7271 | Murarrie | Lytton Bulk | NCC Rating (A) | 1364 | 1364 | 1364 | 1364 | 1364 | Urban | 21 | NA | 110
|  |  |  | 10 POE Load (A) | 295 | 294 | 305 | 314 | 318 |  |  |  | 110
|  |  |  | Power Factor | 0.99 | 0.99 | 0.99 | 0.99 | 0.99 |  |  |  | 110
|  |  |  | ECC Rating (A) | 1364 | 1364 | 1364 | 1364 | 1364 |  |  |  | 110
|  |  |  | 50 POE Load (A) | 566 | 565 | 587 | 603 | 614 |  |  |  | 110
Murarrie | F7272 | Murarrie | Doboy | NCC Rating (A) | 1220 | 1220 | 1220 | 1220 | 1220 | Urban | 21 | NA | 110
|  |  |  | 10 POE Load (A) | 189 | 189 | 190 | 191 | 190 |  |  |  | 110
|  |  |  | Power Factor | 1 | 1 | 1 | 1 | 1 |  |  |  | 110
|  |  |  | ECC Rating (A) | 1220 | 1220 | 1220 | 1220 | 1220 |  |  |  | 110
|  |  |  | 50 POE Load (A) | 286 | 274 | 274 | 276 | 276 |  |  |  | 110
Murarrie | F7273 | Murarrie | Doboy | NCC Rating (A) | 1220 | 1220 | 1220 | 1220 | 1220 | Urban | 21 | NA | 110
|  |  |  | 10 POE Load (A) | 189 | 189 | 190 | 191 | 190 |  |  |  | 110
|  |  |  | Power Factor | 1 | 1 | 1 | 1 | 1 |  |  |  | 110
|  |  |  | ECC Rating (A) | 1220 | 1220 | 1220 | 1220 | 1220 |  |  |  | 110
|  |  |  | 50 POE Load (A) | 286 | 274 | 274 | 276 | 276 |  |  |  | 110
Murarrie | F7274 | Murarrie | Doboy | NCC Rating (A) | 1220 | 1220 | 1220 | 1220 | 1220 | Urban | 21 | NA | 110
|  |  |  | 10 POE Load (A) | 189 | 189 | 190 | 191 | 190 |  |  |  | 110
|  |  |  | Power Factor | 1 | 1 | 1 | 1 | 1 |  |  |  | 110
|  |  |  | ECC Rating (A) | 1220 | 1220 | 1220 | 1220 | 1220 |  |  |  | 110
|  |  |  | 50 POE Load (A) | 286 | 274 | 274 | 276 | 276 |  |  |  | 110
Palmwoods | F745/2 | Moodlu | Beerwah Tee | NCC Rating (A) | 1064 | 1064 | 1064 | 1064 | 1064 | Urban | 21 | NA | 110
|  |  |  | 10 POE Load (A) | 141 | 143 | 145 | 147 | 131 |  |  |  | 110
|  |  |  | Power Factor | 0.98 | 0.98 | 0.98 | 0.95 | 0.97 |  |  |  | 110
|  |  |  | ECC Rating (A) | 1064 | 1064 | 1064 | 1064 | 1064 |  |  |  | 110
|  |  |  | 50 POE Load (A) | 243 | 242 | 238 | 237 | 230 |  |  |  | 110
Palmwoods | F745/3 | Moodlu | Caboolture | NCC Rating (A) | 800 | 800 | 800 | 800 | 800 | Urban | 21 | NA | 110
|  |  |  | 10 POE Load (A) | 352 | 358 | 355 | 357 | 361 |  |  |  | 110
|  |  |  | Power Factor | 0.98 | 0.98 | 0.98 | 0.98 | 0.98 |  |  |  | 110
|  |  |  | ECC Rating (A) | 800 | 800 | 800 | 800 | 800 |  |  |  | 110
|  |  |  | 50 POE Load (A) | 679 | 691 | 685 | 693 | 696 |  |  |  | 110
Palmwoods | F745/4 | Palmwoods | Beerwah Tee | NCC Rating (A) | 1064 | 1064 | 1064 | 1064 | 1064 | Urban | 21 | NA | 110
|  |  |  | 10 POE Load (A) | 258 | 263 | 264 | 264 | 251 |  |  |  | 110
|  |  |  | Power Factor | 0.98 | 0.98 | 0.98 | 0.97 | 0.98 |  |  |  | 110
|  |  |  | ECC Rating (A) | 1064 | 1064 | 1064 | 1064 | 1064 |  |  |  | 110
|  |  |  | 50 POE Load (A) | 464 | 470 | 463 | 463 | 456 |  |  |  | 110
Palmwoods | F745/5 | Beerwah Tee | Beerwah | NCC Rating (A) | 975 | 975 | 975 | 975 | 975 | Urban | 21 | NA | 110
|  |  |  | 10 POE Load (A) | 117 | 120 | 119 | 119 | 121 |  |  |  | 110
|  |  |  | Power Factor | 0.99 | 0.99 | 0.99 | 0.99 | 0.99 |  |  |  | 110
|  |  |  | ECC Rating (A) | 975 | 975 | 975 | 975 | 975 |  |  |  | 110
|  |  |  | 50 POE Load (A) | 223 | 229 | 227 | 229 | 229 |  |  |  | 110
Palmwoods | F746/2 | Moodlu | Beerwah Tee | NCC Rating (A) | 1064 | 1064 | 1064 | 1064 | 1064 | Urban | 21 | NA | 110
|  |  |  | 10 POE Load (A) | 142 | 143 | 145 | 147 | 132 |  |  |  | 110
|  |  |  | Power Factor | 0.98 | 0.98 | 0.98 | 0.95 | 0.97 |  |  |  | 110
|  |  |  | ECC Rating (A) | 1064 | 1064 | 1064 | 1064 | 1064 |  |  |  | 110
|  |  |  | 50 POE Load (A) | 243 | 242 | 238 | 237 | 230 |  |  |  | 110
Palmwoods | F746/3 | Moodlu | Caboolture | NCC Rating (A) | 800 | 800 | 800 | 800 | 800 | Urban | 21 | NA | 110
|  |  |  | 10 POE Load (A) | 353 | 359 | 356 | 358 | 361 |  |  |  | 110
|  |  |  | Power Factor | 0.98 | 0.98 | 0.98 | 0.98 | 0.98 |  |  |  | 110
|  |  |  | ECC Rating (A) | 800 | 800 | 800 | 800 | 800 |  |  |  | 110
|  |  |  | 50 POE Load (A) | 679 | 691 | 685 | 693 | 695 |  |  |  | 110
Palmwoods | F746/4 | Palmwoods | Beerwah Tee | NCC Rating (A) | 1064 | 1064 | 1064 | 1064 | 1064 | Urban | 21 | NA | 110
|  |  |  | 10 POE Load (A) | 258 | 263 | 264 | 264 | 251 |  |  |  | 110
|  |  |  | Power Factor | 0.98 | 0.98 | 0.98 | 0.97 | 0.98 |  |  |  | 110
|  |  |  | ECC Rating (A) | 1064 | 1064 | 1064 | 1064 | 1064 |  |  |  | 110
|  |  |  | 50 POE Load (A) | 464 | 470 | 463 | 463 | 456 |  |  |  | 110
Palmwoods | F746/5 | Beerwah Tee | Beerwah | NCC Rating (A) | 1033 | 1033 | 1033 | 1033 | 1033 | Urban | 21 | NA | 110
|  |  |  | 10 POE Load (A) | 117 | 120 | 119 | 119 | 120 |  |  |  | 110
|  |  |  | Power Factor | 0.99 | 0.99 | 0.99 | 0.99 | 0.99 |  |  |  | 110
|  |  |  | ECC Rating (A) | 1033 | 1033 | 1033 | 1033 | 1033 |  |  |  | 110
|  |  |  | 50 POE Load (A) | 223 | 229 | 227 | 229 | 229 |  |  |  | 110
Palmwoods 132 kV | F7189/1 | Palmwoods | Image Flat | NCC Rating (A) | 1052 | 1052 | 1052 | 1052 | 1052 | Urban | 17 | NA | 132
|  |  |  | 10 POE Load (A) | 128 | 130 | 127 | 132 | 134 |  |  |  | 132
|  |  |  | Power Factor | 0.77 | 0.77 | 0.75 | 0.75 | 0.82 |  |  |  | 132
|  |  |  | ECC Rating (A) | 1052 | 1052 | 1052 | 1052 | 1052 |  |  |  | 132
|  |  |  | 50 POE Load (A) | 242 | 249 | 241 | 237 | 222 |  |  |  | 132
Palmwoods 132 kV | F7189/2 | Image Flat | Cooroy | NCC Rating (A) | 942 | 942 | 942 | 942 | 942 | Urban | 17 | NA | 132
|  |  |  | 10 POE Load (A) | 93 | 94 | 98 | 98 | 85 |  |  |  | 132
|  |  |  | Power Factor | 0.64 | 0.64 | 0.65 | 0.62 | 0.6 |  |  |  | 132
|  |  |  | ECC Rating (A) | 942 | 942 | 942 | 942 | 942 |  |  |  | 132
|  |  |  | 50 POE Load (A) | 345 | 350 | 339 | 337 | 314 |  |  |  | 132
Palmwoods 132 kV | F7189/3 | Image Flat | Nambour | NCC Rating (A) | 833 | 833 | 833 | 833 | 833 | Urban | 17 | NA | 132
|  |  |  | 10 POE Load (A) | 156 | 157 | 156 | 157 | 157 |  |  |  | 132
|  |  |  | Power Factor | 1 | 1 | 1 | 1 | 1 |  |  |  | 132
|  |  |  | ECC Rating (A) | 833 | 833 | 833 | 833 | 833 |  |  |  | 132
|  |  |  | 50 POE Load (A) | 292 | 296 | 293 | 296 | 296 |  |  |  | 132
Palmwoods 132 kV | F7298 | Sunrise Hills | Noosaville | NCC Rating (A) | 975 | 975 | 975 | 975 | 975 | Urban | 17 | NA | 132
|  |  |  | 10 POE Load (A) | 73 | 73 | 73 | 73 | 73 |  |  |  | 132
|  |  |  | Power Factor | 1 | 1 | 1 | 1 | 1 |  |  |  | 132
|  |  |  | ECC Rating (A) | 975 | 975 | 975 | 975 | 975 |  |  |  | 132
|  |  |  | 50 POE Load (A) | 138 | 140 | 138 | 139 | 138 |  |  |  | 132
Palmwoods 132 kV | F777 | Palmwoods | Mooloolaba | NCC Rating (A) | 1469 | 1469 | 1469 | 1469 | 1469 | Urban | 17 | NA | 132
|  |  |  | 10 POE Load (A) | 285 | 289 | 291 | 295 | 300 |  |  |  | 132
|  |  |  | Power Factor | 1 | 1 | 1 | 1 | 1 |  |  |  | 132
|  |  |  | ECC Rating (A) | 1469 | 1469 | 1469 | 1469 | 1469 |  |  |  | 132
|  |  |  | 50 POE Load (A) | 389 | 398 | 399 | 408 | 412 |  |  |  | 132
Palmwoods 132 kV | F778 | Palmwoods | Mooloolaba | NCC Rating (A) | 1469 | 1469 | 1469 | 1469 | 1469 | Urban | 17 | NA | 132
|  |  |  | 10 POE Load (A) | 285 | 289 | 291 | 295 | 300 |  |  |  | 132
|  |  |  | Power Factor | 1 | 1 | 1 | 1 | 1 |  |  |  | 132
|  |  |  | ECC Rating (A) | 1469 | 1469 | 1469 | 1469 | 1469 |  |  |  | 132
|  |  |  | 50 POE Load (A) | 444 | 455 | 455 | 465 | 470 |  |  |  | 132
Palmwoods 132 kV | F790 | Sunrise Hills | Noosaville | NCC Rating (A) | 975 | 975 | 975 | 975 | 975 | Urban | 17 | NA | 132
|  |  |  | 10 POE Load (A) | 74 | 74 | 73 | 73 | 73 |  |  |  | 132
|  |  |  | Power Factor | 0.99 | 0.99 | 0.99 | 0.99 | 0.99 |  |  |  | 132
|  |  |  | ECC Rating (A) | 975 | 975 | 975 | 975 | 975 |  |  |  | 132
|  |  |  | 50 POE Load (A) | 142 | 144 | 142 | 142 | 142 |  |  |  | 132
Palmwoods 132 kV | F795/1 | Palmwoods | Image Flat | NCC Rating (A) | 1052 | 1052 | 1052 | 1052 | 1052 | Urban | 17 | NA | 132
|  |  |  | 10 POE Load (A) | 128 | 130 | 127 | 132 | 134 |  |  |  | 132
|  |  |  | Power Factor | 0.77 | 0.77 | 0.75 | 0.75 | 0.81 |  |  |  | 132
|  |  |  | ECC Rating (A) | 1052 | 1052 | 1052 | 1052 | 1052 |  |  |  | 132
|  |  |  | 50 POE Load (A) | 242 | 250 | 241 | 238 | 222 |  |  |  | 132
Palmwoods 132 kV | F795/2 | Image Flat | Cooroy | NCC Rating (A) | 942 | 942 | 942 | 942 | 942 | Urban | 17 | NA | 132
|  |  |  | 10 POE Load (A) | 93 | 95 | 98 | 98 | 85 |  |  |  | 132
|  |  |  | Power Factor | 0.64 | 0.64 | 0.65 | 0.62 | 0.6 |  |  |  | 132
|  |  |  | ECC Rating (A) | 942 | 942 | 942 | 942 | 942 |  |  |  | 132
|  |  |  | 50 POE Load (A) | 346 | 351 | 340 | 338 | 315 |  |  |  | 132
Palmwoods 132 kV | F795/3 | Image Flat | Nambour | NCC Rating (A) | 833 | 833 | 833 | 833 | 833 | Urban | 17 | NA | 132
|  |  |  | 10 POE Load (A) | 156 | 157 | 156 | 157 | 157 |  |  |  | 132
|  |  |  | Power Factor | 1 | 1 | 1 | 1 | 1 |  |  |  | 132
|  |  |  | ECC Rating (A) | 833 | 833 | 833 | 833 | 833 |  |  |  | 132
|  |  |  | 50 POE Load (A) | 292 | 296 | 293 | 296 | 296 |  |  |  | 132
Palmwoods 132 kV | F796 | Cooroy | Sunrise Hills | NCC Rating (A) | 949 | 949 | 949 | 949 | 949 | Urban | 17 | NA | 132
|  |  |  | 10 POE Load (A) | 252 | 258 | 254 | 255 | 254 |  |  |  | 132
|  |  |  | Power Factor | 0.97 | 0.97 | 0.97 | 0.97 | 0.97 |  |  |  | 132
|  |  |  | ECC Rating (A) | 949 | 949 | 949 | 949 | 949 |  |  |  | 132
|  |  |  | 50 POE Load (A) | 467 | 482 | 475 | 477 | 475 |  |  |  | 132
Palmwoods 132 kV | F797 | Cooroy | Sunrise Hills | NCC Rating (A) | 975 | 975 | 975 | 975 | 975 | Urban | 17 | NA | 132
|  |  |  | 10 POE Load (A) | 252 | 258 | 255 | 255 | 255 |  |  |  | 132
|  |  |  | Power Factor | 0.97 | 0.97 | 0.97 | 0.97 | 0.97 |  |  |  | 132
|  |  |  | ECC Rating (A) | 975 | 975 | 975 | 975 | 975 |  |  |  | 132
|  |  |  | 50 POE Load (A) | 467 | 482 | 475 | 477 | 475 |  |  |  | 132
Palmwoods 132 kV | F803 | Mooloolaba | Caloundra | NCC Rating (A) | 975 | 975 | 975 | 975 | 975 | Urban | 17 | NA | 132
|  |  |  | 10 POE Load (A) | 193 | 197 | 198 | 201 | 205 |  |  |  | 132
|  |  |  | Power Factor | 0.98 | 0.98 | 0.98 | 0.98 | 0.98 |  |  |  | 132
|  |  |  | ECC Rating (A) | 975 | 975 | 975 | 975 | 975 |  |  |  | 132
|  |  |  | 50 POE Load (A) | 430 | 442 | 442 | 452 | 458 |  |  |  | 132
Palmwoods 132 kV | F804 | Caloundra | Currimundi | NCC Rating (A) | 975 | 975 | 975 | 975 | 975 | Urban | 17 | NA | 132
|  |  |  | 10 POE Load (A) | 30 | 30 | 30 | 31 | 32 |  |  |  | 132
|  |  |  | Power Factor | 0.98 | 0.98 | 0.98 | 0.98 | 0.98 |  |  |  | 132
|  |  |  | ECC Rating (A) | 975 | 975 | 975 | 975 | 975 |  |  |  | 132
|  |  |  | 50 POE Load (A) | 225 | 231 | 231 | 236 | 239 |  |  |  | 132
Palmwoods 132 kV | F815 | Mooloolaba | Alexandra Headlands | NCC Rating (A) | 975 | 975 | 975 | 975 | 975 | Urban | 17 | NA | 132
|  |  |  | 10 POE Load (A) | 60 | 61 | 63 | 65 | 66 |  |  |  | 132
|  |  |  | Power Factor | 0.68 | 0.69 | 0.7 | 0.7 | 0.7 |  |  |  | 132
|  |  |  | ECC Rating (A) | 975 | 975 | 975 | 975 | 975 |  |  |  | 132
|  |  |  | 50 POE Load (A) | 153 | 154 | 154 | 155 | 156 |  |  |  | 132
Palmwoods 132 kV | F816 | Mooloolaba | West Maroochydore | NCC Rating (A) | 975 | 975 | 975 | 975 | 975 | Urban | 17 | NA | 132
|  |  |  | 10 POE Load (A) | 94 | 95 | 95 | 97 | 98 |  |  |  | 132
|  |  |  | Power Factor | 0.91 | 0.92 | 0.92 | 0.92 | 0.93 |  |  |  | 132
|  |  |  | ECC Rating (A) | 975 | 975 | 975 | 975 | 975 |  |  |  | 132
|  |  |  | 50 POE Load (A) | 170 | 173 | 174 | 177 | 179 |  |  |  | 132
Palmwoods 132 kV | F819 | Mooloolaba | Kawana | NCC Rating (A) | 894 | 894 | 894 | 894 | 894 | Urban | 17 | NA | 132
|  |  |  | 10 POE Load (A) | 268 | 273 | 274 | 278 | 283 |  |  |  | 132
|  |  |  | Power Factor | 0.99 | 0.99 | 0.99 | 0.99 | 0.99 |  |  |  | 132
|  |  |  | ECC Rating (A) | 894 | 894 | 894 | 894 | 894 |  |  |  | 132
|  |  |  | 50 POE Load (A) | 427 | 439 | 439 | 449 | 455 |  |  |  | 132
Palmwoods 132 kV | F821 | West Maroochydore | Alexandra Headlands | NCC Rating (A) | 975 | 975 | 975 | 975 | 975 | Urban | 17 | NA | 132
|  |  |  | 10 POE Load (A) | 193 | 197 | 200 | 205 | 209 |  |  |  | 132
|  |  |  | Power Factor | 1 | 1 | 1 | 1 | 1 |  |  |  | 132
|  |  |  | ECC Rating (A) | 975 | 975 | 975 | 975 | 975 |  |  |  | 132
|  |  |  | 50 POE Load (A) | 348 | 358 | 360 | 370 | 375 |  |  |  | 132
Palmwoods 132 kV | F844 | Kawana | Birtinya | NCC Rating (A) | 975 | 975 | 975 | 975 | 975 | Urban | 17 | NA | 132
|  |  |  | 10 POE Load (A) | 177 | 181 | 182 | 186 | 190 |  |  |  | 132
|  |  |  | Power Factor | 1 | 1 | 1 | 1 | 1 |  |  |  | 132
|  |  |  | ECC Rating (A) | 975 | 975 | 975 | 975 | 975 |  |  |  | 132
|  |  |  | 50 POE Load (A) | 341 | 351 | 353 | 362 | 368 |  |  |  | 132
Palmwoods 132 kV | F851 | Birtinya | Currimundi | NCC Rating (A) | 975 | 975 | 975 | 975 | 975 | Urban | 17 | NA | 132
|  |  |  | 10 POE Load (A) | 108 | 111 | 112 | 115 | 118 |  |  |  | 132
|  |  |  | Power Factor | 1 | 1 | 1 | 1 | 1 |  |  |  | 132
|  |  |  | ECC Rating (A) | 975 | 975 | 975 | 975 | 975 |  |  |  | 132
|  |  |  | 50 POE Load (A) | 276 | 285 | 286 | 294 | 299 |  |  |  | 132
Palmwoods 132 kV | F845 | Palmwoods | West Maroochydore | NCC Rating (A) | 1376 | 1376 | 1376 | 1376 | 1376 | Urban | 17 | NA | 132
|  |  |  | 10 POE Load (A) | 207 | 211 | 211 | 215 | 218 |  |  |  | 132
|  |  |  | Power Factor | 1 | 1 | 1 | 1 | 1 |  |  |  | 132
|  |  |  | ECC Rating (A) | 1376 | 1376 | 1376 | 1376 | 1376 |  |  |  | 132
|  |  |  | 50 POE Load (A) | 272 | 278 | 279 | 285 | 288 |  |  |  | 132
Palmwoods 132 kV | F846 | Palmwoods | West Maroochydore | NCC Rating (A) | 1376 | 1376 | 1376 | 1376 | 1376 | Urban | 17 | NA | 132
|  |  |  | 10 POE Load (A) | 207 | 211 | 211 | 215 | 218 |  |  |  | 132
|  |  |  | Power Factor | 1 | 1 | 1 | 1 | 1 |  |  |  | 132
|  |  |  | ECC Rating (A) | 1376 | 1376 | 1376 | 1376 | 1376 |  |  |  | 132
|  |  |  | 50 POE Load (A) | 272 | 278 | 279 | 285 | 288 |  |  |  | 132
Rocklea | F817 | Rocklea | Archerfield | NCC Rating (A) | 1220 | 1220 | 1220 | 1220 | 1220 | Urban | 21 | NA | 110
|  |  |  | 10 POE Load (A) | 137 | 139 | 138 | 138 | 138 |  |  |  | 110
|  |  |  | Power Factor | 0.96 | 0.96 | 0.96 | 0.96 | 0.96 |  |  |  | 110
|  |  |  | ECC Rating (A) | 1220 | 1220 | 1220 | 1220 | 1220 |  |  |  | 110
|  |  |  | 50 POE Load (A) | 264 | 269 | 265 | 267 | 267 |  |  |  | 110
Rocklea | F818 | Rocklea | Archerfield | NCC Rating (A) | 1220 | 1220 | 1220 | 1220 | 1220 | Urban | 21 | NA | 110
|  |  |  | 10 POE Load (A) | 137 | 139 | 138 | 138 | 138 |  |  |  | 110
|  |  |  | Power Factor | 0.96 | 0.96 | 0.96 | 0.96 | 0.96 |  |  |  | 110
|  |  |  | ECC Rating (A) | 1220 | 1220 | 1220 | 1220 | 1220 |  |  |  | 110
|  |  |  | 50 POE Load (A) | 264 | 269 | 265 | 267 | 267 |  |  |  | 110
South Pine | F7337 | Nudgee | Myrtletown | NCC Rating (A) | 1171 | 1171 | 1171 | 1171 | 1171 | High Sec | NA | NA | 110
|  |  |  | 10 POE Load (A) | 107 | 116 | 115 | 115 | 115 |  |  |  | 110
|  |  |  | Power Factor | 1 | 1 | 1 | 1 | 1 |  |  |  | 110
|  |  |  | ECC Rating (A) | 1171 | 1171 | 1171 | 1171 | 1171 |  |  |  | 110
|  |  |  | 50 POE Load (A) | 210 | 228 | 226 | 227 | 226 |  |  |  | 110
South Pine | F7338 | Nudgee | Myrtletown | NCC Rating (A) | 1171 | 1171 | 1171 | 1171 | 1171 | High Sec | NA | NA | 110
|  |  |  | 10 POE Load (A) | 107 | 116 | 115 | 115 | 115 |  |  |  | 110
|  |  |  | Power Factor | 1 | 1 | 1 | 1 | 1 |  |  |  | 110
|  |  |  | ECC Rating (A) | 1171 | 1171 | 1171 | 1171 | 1171 |  |  |  | 110
|  |  |  | 50 POE Load (A) | 210 | 228 | 226 | 227 | 226 |  |  |  | 110
South Pine | F7341 | South Pine | Nudgee | NCC Rating (A) | 1663 | 1663 | 1663 | 1663 | 1663 | Urban | 21 | NA | 110
|  |  |  | 10 POE Load (A) | 515 | 542 | 549 | 553 | 555 |  |  |  | 110
|  |  |  | Power Factor | 1 | 1 | 1 | 1 | 1 |  |  |  | 110
|  |  |  | ECC Rating (A) | 1663 | 1663 | 1663 | 1663 | 1663 |  |  |  | 110
|  |  |  | 50 POE Load (A) | 1005 | 1060 | 1077 | 1085 | 1088 |  |  |  | 110
South Pine | F7342 | South Pine | Nudgee | NCC Rating (A) | 1663 | 1663 | 1663 | 1663 | 1663 | Urban | 21 | NA | 110
|  |  |  | 10 POE Load (A) | 516 | 542 | 550 | 554 | 556 |  |  |  | 110
|  |  |  | Power Factor | 1 | 1 | 1 | 1 | 1 |  |  |  | 110
|  |  |  | ECC Rating (A) | 1663 | 1663 | 1663 | 1663 | 1663 |  |  |  | 110
|  |  |  | 50 POE Load (A) | 1005 | 1060 | 1077 | 1084 | 1088 |  |  |  | 110
South Pine | F7344 | South Pine | Griffin | NCC Rating (A) | 1293 | 1293 | 1293 | 1293 | 1293 | Urban | 21 | NA | 110
|  |  |  | 10 POE Load (A) | 237 | 248 | 245 | 250 | 260 |  |  |  | 110
|  |  |  | Power Factor | 0.99 | 0.99 | 0.99 | 0.99 | 0.99 |  |  |  | 110
|  |  |  | ECC Rating (A) | 1293 | 1293 | 1293 | 1293 | 1293 |  |  |  | 110
|  |  |  | 50 POE Load (A) | 426 | 446 | 446 | 457 | 469 |  |  |  | 110
South Pine | F7345 | South Pine | Griffin | NCC Rating (A) | 1293 | 1293 | 1293 | 1293 | 1293 | Urban | 21 | NA | 110
|  |  |  | 10 POE Load (A) | 237 | 248 | 245 | 250 | 260 |  |  |  | 110
|  |  |  | Power Factor | 0.99 | 0.99 | 0.99 | 0.99 | 0.99 |  |  |  | 110
|  |  |  | ECC Rating (A) | 1293 | 1293 | 1293 | 1293 | 1293 |  |  |  | 110
|  |  |  | 50 POE Load (A) | 426 | 446 | 446 | 457 | 469 |  |  |  | 110
South Pine | F7358 | Griffin | Hays Inlet | NCC Rating (A) | 1600 | 1600 | 1600 | 1600 | 1600 | Urban | 21 | NA | 110
|  |  |  | 10 POE Load (A) | 216 | 218 | 211 | 213 | 221 |  |  |  | 110
|  |  |  | Power Factor | 0.99 | 0.98 | 0.99 | 0.99 | 0.98 |  |  |  | 110
|  |  |  | ECC Rating (A) | 1600 | 1600 | 1600 | 1600 | 1600 |  |  |  | 110
|  |  |  | 50 POE Load (A) | 314 | 314 | 313 | 316 | 318 |  |  |  | 110
South Pine | F737/1 | South Pine | Bunyaville | NCC Rating (A) | 1164 | 1164 | 1164 | 1164 | 1164 | Urban | 21 | NA | 110
|  |  |  | 10 POE Load (A) | 347 | 350 | 347 | 349 | 348 |  |  |  | 110
|  |  |  | Power Factor | 0.99 | 0.99 | 0.99 | 0.99 | 0.99 |  |  |  | 110
|  |  |  | ECC Rating (A) | 1164 | 1164 | 1164 | 1164 | 1164 |  |  |  | 110
|  |  |  | 50 POE Load (A) | 672 | 679 | 673 | 676 | 675 |  |  |  | 110
South Pine | F737/2 | Bunyaville | Stafford | NCC Rating (A) | 1370 | 1370 | 1370 | 1370 | 1370 | Urban | 21 | NA | 110
|  |  |  | 10 POE Load (A) | 350 | 354 | 351 | 352 | 352 |  |  |  | 110
|  |  |  | Power Factor | 0.99 | 0.99 | 0.99 | 0.99 | 0.99 |  |  |  | 110
|  |  |  | ECC Rating (A) | 1370 | 1370 | 1370 | 1370 | 1370 |  |  |  | 110
|  |  |  | 50 POE Load (A) | 677 | 684 | 678 | 681 | 680 |  |  |  | 110
South Pine | F738/1 | South Pine | Bunyaville | NCC Rating (A) | 1164 | 1164 | 1164 | 1164 | 1164 | Urban | 21 | NA | 110
|  |  |  | 10 POE Load (A) | 347 | 350 | 347 | 349 | 348 |  |  |  | 110
|  |  |  | Power Factor | 0.99 | 0.99 | 0.99 | 0.99 | 0.99 |  |  |  | 110
|  |  |  | ECC Rating (A) | 1164 | 1164 | 1164 | 1164 | 1164 |  |  |  | 110
|  |  |  | 50 POE Load (A) | 672 | 679 | 673 | 676 | 675 |  |  |  | 110
South Pine | F738/2 | Bunyaville B | Stafford | NCC Rating (A) | 1370 | 1370 | 1370 | 1370 | 1370 | Urban | 21 | NA | 110
|  |  |  | 10 POE Load (A) | 350 | 354 | 351 | 352 | 352 |  |  |  | 110
|  |  |  | Power Factor | 0.99 | 0.99 | 0.99 | 0.99 | 0.99 |  |  |  | 110
|  |  |  | ECC Rating (A) | 1370 | 1370 | 1370 | 1370 | 1370 |  |  |  | 110
|  |  |  | 50 POE Load (A) | 677 | 684 | 678 | 681 | 680 |  |  |  | 110
South Pine | F739 | South Pine | Bald Hills | NCC Rating (A) | 1600 | 1600 | 1600 | 1600 | 1600 | Urban | 21 | NA | 110
|  |  |  | 10 POE Load (A) | 198 | 199 | 196 | 196 | 196 |  |  |  | 110
|  |  |  | Power Factor | 0.99 | 0.99 | 0.99 | 0.99 | 0.99 |  |  |  | 110
|  |  |  | ECC Rating (A) | 1600 | 1600 | 1600 | 1600 | 1600 |  |  |  | 110
|  |  |  | 50 POE Load (A) | 364 | 365 | 360 | 361 | 360 |  |  |  | 110
South Pine | F740 | South Pine | Sandgate | NCC Rating (A) | 1600 | 1600 | 1600 | 1600 | 1600 | Urban | 21 | NA | 110
|  |  |  | 10 POE Load (A) | 191 | 191 | 189 | 189 | 189 |  |  |  | 110
|  |  |  | Power Factor | 0.99 | 0.99 | 0.99 | 0.99 | 0.99 |  |  |  | 110
|  |  |  | ECC Rating (A) | 1600 | 1600 | 1600 | 1600 | 1600 |  |  |  | 110
|  |  |  | 50 POE Load (A) | 364 | 365 | 360 | 361 | 360 |  |  |  | 110
South Pine | F741 | South Pine | Hays Inlet | NCC Rating (A) | 904 | 904 | 904 | 904 | 904 | Urban | 21 | NA | 110
|  |  |  | 10 POE Load (A) | 245 | 239 | 241 | 244 | 243 |  |  |  | 110
|  |  |  | Power Factor | 0.98 | 0.99 | 0.98 | 0.98 | 0.99 |  |  |  | 110
|  |  |  | ECC Rating (A) | 904 | 904 | 904 | 904 | 904 |  |  |  | 110
|  |  |  | 50 POE Load (A) | 344 | 334 | 333 | 338 | 340 |  |  |  | 110
South Pine | F742 | South Pine | Hays Inlet | NCC Rating (A) | 904 | 904 | 904 | 904 | 904 | Urban | 21 | NA | 110
|  |  |  | 10 POE Load (A) | 244 | 238 | 240 | 243 | 242 |  |  |  | 110
|  |  |  | Power Factor | 0.98 | 0.99 | 0.98 | 0.98 | 0.99 |  |  |  | 110
|  |  |  | ECC Rating (A) | 904 | 904 | 904 | 904 | 904 |  |  |  | 110
|  |  |  | 50 POE Load (A) | 344 | 333 | 332 | 337 | 340 |  |  |  | 110
South Pine | F7299 | South Pine | Brendale | NCC Rating (A) | 1336 | 1336 | 1336 | 1336 | 1336 | Urban | 21 | NA | 110
|  |  |  | 10 POE Load (A) | 239 | 242 | 240 | 242 | 242 |  |  |  | 110
|  |  |  | Power Factor | 1 | 1 | 1 | 1 | 1 |  |  |  | 110
|  |  |  | ECC Rating (A) | 1336 | 1336 | 1336 | 1336 | 1336 |  |  |  | 110
|  |  |  | 50 POE Load (A) | 333 | 336 | 335 | 337 | 337 |  |  |  | 110
South Pine | F743 | South Pine | Brendale | NCC Rating (A) | 785 | 785 | 785 | 785 | 785 | Urban | 21 | NA | 110
|  |  |  | 10 POE Load (A) | 239 | 242 | 240 | 242 | 242 |  |  |  | 110
|  |  |  | Power Factor | 1 | 1 | 1 | 1 | 1 |  |  |  | 110
|  |  |  | ECC Rating (A) | 785 | 785 | 785 | 785 | 785 |  |  |  | 110
|  |  |  | 50 POE Load (A) | 333 | 336 | 335 | 337 | 337 |  |  |  | 110
South Pine | F744 | South Pine | Brendale | NCC Rating (A) | 785 | 785 | 785 | 785 | 785 | Urban | 21 | NA | 110
|  |  |  | 10 POE Load (A) | 239 | 242 | 240 | 242 | 242 |  |  |  | 110
|  |  |  | Power Factor | 1 | 1 | 1 | 1 | 1 |  |  |  | 110
|  |  |  | ECC Rating (A) | 785 | 785 | 785 | 785 | 785 |  |  |  | 110
|  |  |  | 50 POE Load (A) | 333 | 336 | 335 | 337 | 337 |  |  |  | 110
South Pine | F745/1 | South Pine | Moodlu | NCC Rating (A) | 1064 | 1064 | 1064 | 1064 | 1064 | Urban | 21 | NA | 110
|  |  |  | 10 POE Load (A) | 211 | 215 | 210 | 212 | 229 |  |  |  | 110
|  |  |  | Power Factor | 0.98 | 0.97 | 0.97 | 0.99 | 0.98 |  |  |  | 110
|  |  |  | ECC Rating (A) | 1064 | 1064 | 1064 | 1064 | 1064 |  |  |  | 110
|  |  |  | 50 POE Load (A) | 437 | 449 | 449 | 457 | 468 |  |  |  | 110
South Pine | F746/1 | South Pine | Moodlu | NCC Rating (A) | 1064 | 1064 | 1064 | 1064 | 1064 | Urban | 21 | NA | 110
|  |  |  | 10 POE Load (A) | 211 | 215 | 211 | 212 | 229 |  |  |  | 110
|  |  |  | Power Factor | 0.98 | 0.97 | 0.97 | 0.99 | 0.98 |  |  |  | 110
|  |  |  | ECC Rating (A) | 1064 | 1064 | 1064 | 1064 | 1064 |  |  |  | 110
|  |  |  | 50 POE Load (A) | 437 | 449 | 449 | 457 | 468 |  |  |  | 110
South Pine | F831 | Bald Hills | Sandgate | NCC Rating (A) | 1600 | 1600 | 1600 | 1600 | 1600 | Urban | 21 | NA | 110
|  |  |  | 10 POE Load (A) | 179 | 180 | 177 | 178 | 177 |  |  |  | 110
|  |  |  | Power Factor | 0.99 | 0.99 | 0.99 | 0.99 | 0.99 |  |  |  | 110
|  |  |  | ECC Rating (A) | 1600 | 1600 | 1600 | 1600 | 1600 |  |  |  | 110
|  |  |  | 50 POE Load (A) | 345 | 346 | 342 | 343 | 342 |  |  |  | 110
South Pine | F912 | Nudgee | Meeandah | NCC Rating (A) | 491 | 491 | 491 | 491 | 491 | Urban | 21 | NA | 110
|  |  |  | 10 POE Load (A) | 97 | 97 | 99 | 101 | 103 |  |  |  | 110
|  |  |  | Power Factor | 0.99 | 0.99 | 0.99 | 0.99 | 0.99 |  |  |  | 110
|  |  |  | ECC Rating (A) | 491 | 491 | 491 | 491 | 491 |  |  |  | 110
|  |  |  | 50 POE Load (A) | 188 | 190 | 193 | 197 | 200 |  |  |  | 110
South Pine | F913 | Nudgee | Meeandah | NCC Rating (A) | 491 | 491 | 491 | 491 | 491 | Urban | 21 | NA | 110
|  |  |  | 10 POE Load (A) | 97 | 97 | 99 | 101 | 103 |  |  |  | 110
|  |  |  | Power Factor | 0.99 | 0.99 | 0.99 | 0.99 | 0.99 |  |  |  | 110
|  |  |  | ECC Rating (A) | 491 | 491 | 491 | 491 | 491 |  |  |  | 110
|  |  |  | 50 POE Load (A) | 188 | 190 | 193 | 197 | 200 |  |  |  | 110
Woolooga 132 kV | F7186 | Cooran | Cooroy | NCC Rating (A) | 963 | 963 | 963 | 963 | 963 | Rural | 44 | NA | 132
|  |  |  | 10 POE Load (A) | 275 | 279 | 281 | 280 | 267 |  |  |  | 132
|  |  |  | Power Factor | 0.91 | 0.91 | 0.91 | 0.91 | 0.91 |  |  |  | 132
|  |  |  | ECC Rating (A) | 963 | 963 | 963 | 963 | 963 |  |  |  | 132
|  |  |  | 50 POE Load (A) | 500 | 507 | 495 | 494 | 473 |  |  |  | 132
Woolooga 132 kV | F7343 | Traveston | Cooran | NCC Rating (A) | 963 | 963 | 963 | 963 | 963 | Rural | 44 | NA | 132
|  |  |  | 10 POE Load (A) | 302 | 306 | 308 | 306 | 294 |  |  |  | 132
|  |  |  | Power Factor | 0.93 | 0.94 | 0.94 | 0.93 | 0.94 |  |  |  | 132
|  |  |  | ECC Rating (A) | 963 | 963 | 963 | 963 | 963 |  |  |  | 132
|  |  |  | 50 POE Load (A) | 525 | 532 | 519 | 519 | 498 |  |  |  | 132
Woolooga 132 kV | F747/1 | Gympie | Traveston | NCC Rating (A) | 963 | 963 | 963 | 963 | 963 | Rural | 44 | NA | 132
|  |  |  | 10 POE Load (A) | 316 | 321 | 322 | 321 | 309 |  |  |  | 132
|  |  |  | Power Factor | 0.95 | 0.95 | 0.95 | 0.95 | 0.95 |  |  |  | 132
|  |  |  | ECC Rating (A) | 963 | 963 | 963 | 963 | 963 |  |  |  | 132
|  |  |  | 50 POE Load (A) | 540 | 546 | 533 | 533 | 512 |  |  |  | 132
Woolooga 132 kV | F747/2 | Woolooga | Gympie | NCC Rating (A) | 983 | 983 | 983 | 983 | 983 | Rural | 44 | NA | 132
|  |  |  | 10 POE Load (A) | 481 | 486 | 485 | 483 | 471 |  |  |  | 132
|  |  |  | Power Factor | 1 | 1 | 1 | 1 | 1 |  |  |  | 132
|  |  |  | ECC Rating (A) | 983 | 983 | 983 | 983 | 983 |  |  |  | 132
|  |  |  | 50 POE Load (A) | 705 | 711 | 695 | 696 | 673 |  |  |  | 132
Woolooga 132 kV | F748/1 | Gympie | Cooroy | NCC Rating (A) | 963 | 963 | 963 | 963 | 963 | Rural | 44 | NA | 132
|  |  |  | 10 POE Load (A) | 386 | 392 | 393 | 392 | 377 |  |  |  | 132
|  |  |  | Power Factor | 0.95 | 0.95 | 0.95 | 0.95 | 0.95 |  |  |  | 132
|  |  |  | ECC Rating (A) | 963 | 963 | 963 | 963 | 963 |  |  |  | 132
|  |  |  | 50 POE Load (A) | 657 | 665 | 649 | 649 | 623 |  |  |  | 132
Woolooga 132 kV | F748/2 | Woolooga | Gympie | NCC Rating (A) | 983 | 983 | 983 | 983 | 983 | Rural | 44 | NA | 132
|  |  |  | 10 POE Load (A) | 498 | 504 | 503 | 501 | 488 |  |  |  | 132
|  |  |  | Power Factor | 0.99 | 0.99 | 0.99 | 0.99 | 0.99 |  |  |  | 132
|  |  |  | ECC Rating (A) | 983 | 983 | 983 | 983 | 983 |  |  |  | 132
|  |  |  | 50 POE Load (A) | 758 | 765 | 748 | 748 | 722 |  |  |  | 132

## Winter Map For Publishing (hidden)
[7 empty] | NCC Rating (A) |  |  |  |  | 10 PoE Load (A) |  |  |  |  | Power factor |  |  |  |  | LAR (Amps) |  |  |  |  | LAR (MVA) |  |  |  |  | Safety Net Classification |  |  |  |  | Meets Safety Net |  |  |  |  | ECC Rating (A) |  |  |  |  | 50 PoE Load (A) |  |  |  |  | RAW Lar |  |  |  |  | 2HR Rating |  |  |  |  | Transfers Available |  |  |  |  | Remote Transfers Available |  |  |  |  | Manual Transfers Available |  |  |  |  | POPS Available |  |  |  |  | Mobile Generation Available |  |  |  |  | LARc (A) |  |  |  |  | LARc (MVA) |  |  |  |  | Hours above 95%
Connection Point | Feeder_Name | From | From_B | To | To_B | Fdr OOS | WIN1_1 | WIN1_2 | WIN1_3 | WIN1_4 | WIN1_5 | WIN2_1 | WIN2_2 | WIN2_3 | WIN2_4 | WIN2_5 | WIN3_1 | WIN3_2 | WIN3_3 | WIN3_4 | WIN3_5 | WIN4_1 | WIN4_2 | WIN4_3 | WIN4_4 | WIN4_5 | WIN5_1 | WIN5_2 | WIN5_3 | WIN5_4 | WIN5_5 | WIN6_1 | WIN6_2 | WIN6_3 | WIN6_4 | WIN6_5 | WIN7_1 | WIN7_2 | WIN7_3 | WIN7_4 | WIN7_5 | WIN8_1 | WIN8_2 | WIN8_3 | WIN8_4 | WIN8_5 | WIN9_1 | WIN9_2 | WIN9_3 | WIN9_4 | WIN9_5 | WIN10_1 | WIN10_2 | WIN10_3 | WIN10_4 | WIN10_5 | WIN11_1 | WIN11_2 | WIN11_3 | WIN11_4 | WIN11_5 | WIN12_1 | WIN12_2 | WIN12_3 | WIN12_4 | WIN12_5 | WIN13_1 | WIN13_2 | WIN13_3 | WIN13_4 | WIN13_5 | WIN14_1 | WIN14_2 | WIN14_3 | WIN14_4 | WIN14_5 | WIN15_1 | WIN15_2 | WIN15_3 | WIN15_4 | WIN15_5 | WIN16_1 | WIN16_2 | WIN16_3 | WIN16_4 | WIN16_5 | WIN17_1 | WIN17_2 | WIN17_3 | WIN17_4 | WIN17_5 | WIN18_1 | WIN18_2 | WIN18_3 | WIN18_4 | WIN18_5 | WIN19_1 | WIN19_2 | WIN19_3 | WIN19_4 | WIN19_5
Abermain | F7259/1 | Abermain |  | Wulkuraka Tee |  | NA | 613 | 613 | 613 | 613 | 613 | 288 | 290 | 287 | 300 | 301 | 0.98 | 0.98 | 0.98 | 0.98 | 0.98 | [10 empty] | Rural | Rural | Rural | Rural | Rural | Yes | Yes | Yes | Yes | Yes | 613 | 613 | 613 | 613 | 613 | [15 empty] | 52 | 52 | 52 | 52 | 52 | NA | NA | NA | NA | NA | [5 empty] | NA | NA | NA | NA | NA | 52 | 52 | 52 | 52 | 52 | [10 empty] | NA | NA | NA | NA | NA
Abermain | F7259/2 | Wulkuraka Tee |  | Lockrose |  | NA | 613 | 613 | 613 | 613 | 613 | 256 | 258 | 255 | 269 | 269 | 0.98 | 0.98 | 0.98 | 0.98 | 0.98 | [10 empty] | Rural | Rural | Rural | Rural | Rural | Yes | Yes | Yes | Yes | Yes | 613 | 613 | 613 | 613 | 613 | [15 empty] | 52 | 52 | 52 | 52 | 52 | NA | NA | NA | NA | NA | [5 empty] | NA | NA | NA | NA | NA | 52 | 52 | 52 | 52 | 52 | [10 empty] | NA | NA | NA | NA | NA
Abermain | F7289 | Lockrose |  | Gatton |  | NA | 690 | 690 | 690 | 690 | 690 | 0 | 0 | 0 | 0 | 0 | 0 | 0 | 0 | 0 | 0 | [10 empty] | Rural | Rural | Rural | Rural | Rural | Yes | Yes | Yes | Yes | Yes | 690 | 690 | 690 | 690 | 690 | [15 empty] | 52 | 52 | 52 | 52 | 52 | NA | NA | NA | NA | NA | [5 empty] | NA | NA | NA | NA | NA | 52 | 52 | 52 | 52 | 52 | [10 empty] | NA | NA | NA | NA | NA
Belmont | F750 | Belmont |  | Beenleigh |  | NA | 800 | 800 | 800 | 800 | 800 | 180 | 181 | 179 | 191 | 185 | 0.97 | 0.98 | 0.93 | 0.92 | 0.97 | [10 empty] | Urban | Urban | Urban | Urban | Urban | Yes | Yes | Yes | Yes | Yes | 800 | 800 | 800 | 800 | 800 | [15 empty] | 21 | 21 | 21 | 21 | 21 | NA | NA | NA | NA | NA | [5 empty] | NA | NA | NA | NA | NA | 21 | 21 | 21 | 21 | 21 | [10 empty] | NA | NA | NA | NA | NA
Belmont | F766 | Belmont |  | Cleveland |  | NA | 1600 | 1600 | 1600 | 1600 | 1600 | 360 | 359 | 357 | 359 | 357 | 0.98 | 0.98 | 0.98 | 0.98 | 0.98 | [10 empty] | Urban | Urban | Urban | Urban | Urban | Yes | Yes | Yes | Yes | Yes | 1600 | 1600 | 1600 | 1600 | 1600 | [15 empty] | 21 | 21 | 21 | 21 | 21 | NA | NA | NA | NA | NA | [5 empty] | NA | NA | NA | NA | NA | 21 | 21 | 21 | 21 | 21 | [10 empty] | NA | NA | NA | NA | NA
Belmont | F767 | Belmont |  | Cleveland |  | NA | 1600 | 1600 | 1600 | 1600 | 1600 | 360 | 359 | 357 | 359 | 357 | 0.98 | 0.98 | 0.98 | 0.98 | 0.98 | [10 empty] | Urban | Urban | Urban | Urban | Urban | Yes | Yes | Yes | Yes | Yes | 1600 | 1600 | 1600 | 1600 | 1600 | [15 empty] | 21 | 21 | 21 | 21 | 21 | NA | NA | NA | NA | NA | [5 empty] | NA | NA | NA | NA | NA | 21 | 21 | 21 | 21 | 21 | [10 empty] | NA | NA | NA | NA | NA
Blackstone | F713 | Blackstone |  | Raceview |  | NA | 1131 | 1131 | 1131 | 1131 | 1131 | 192 | 196 | 198 | 204 | 208 | 0.99 | 0.99 | 0.99 | 0.99 | 0.99 | [10 empty] | Urban | Urban | Urban | Urban | Urban | Yes | Yes | Yes | Yes | Yes | 1131 | 1131 | 1131 | 1131 | 1131 | [15 empty] | 21 | 21 | 21 | 21 | 21 | NA | NA | NA | NA | NA | [5 empty] | NA | NA | NA | NA | NA | 21 | 21 | 21 | 21 | 21 | [10 empty] | NA | NA | NA | NA | NA
Blackstone | F714 | Blackstone |  | Raceview |  | NA | 1131 | 1131 | 1131 | 1131 | 1131 | 191 | 196 | 198 | 204 | 208 | 0.99 | 0.99 | 0.99 | 0.99 | 0.99 | [10 empty] | Urban | Urban | Urban | Urban | Urban | Yes | Yes | Yes | Yes | Yes | 1131 | 1131 | 1131 | 1131 | 1131 | [15 empty] | 21 | 21 | 21 | 21 | 21 | NA | NA | NA | NA | NA | [5 empty] | NA | NA | NA | NA | NA | 21 | 21 | 21 | 21 | 21 | [10 empty] | NA | NA | NA | NA | NA
CBD East | F7231 | Wellington Road |  | Charlotte St |  | NA | 1283 | 1283 | 1283 | 1283 | 1283 | 271 | 278 | 308 | 338 | 348 | 1 | 1 | 1 | 1 | 1 | [10 empty] | CBD | CBD | CBD | CBD | CBD | Yes | Yes | Yes | Yes | Yes | 1283 | 1283 | 1283 | 1283 | 1283 | [15 empty] | NA | NA | NA | NA | NA | NA | NA | NA | NA | NA | [5 empty] | NA | NA | NA | NA | NA | NA | NA | NA | NA | NA | [10 empty] | NA | NA | NA | NA | NA
CBD East | F7232 | Wellington Road |  | Charlotte St |  | NA | 1283 | 1283 | 1283 | 1283 | 1283 | 271 | 278 | 308 | 338 | 348 | 1 | 1 | 1 | 1 | 1 | [10 empty] | CBD | CBD | CBD | CBD | CBD | Yes | Yes | Yes | Yes | Yes | 1283 | 1283 | 1283 | 1283 | 1283 | [15 empty] | NA | NA | NA | NA | NA | NA | NA | NA | NA | NA | [5 empty] | NA | NA | NA | NA | NA | NA | NA | NA | NA | NA | [10 empty] | NA | NA | NA | NA | NA
CBD East | F7287/3 | Tingalpa Tee |  | Wellington Road |  | NA | 1197 | 1197 | 1197 | 1197 | 1197 | 535 | 546 | 575 | 608 | 617 | 1 | 1 | 1 | 1 | 1 | [10 empty] | CBD | CBD | CBD | CBD | CBD | Yes | Yes | Yes | Yes | Yes | 1197 | 1197 | 1197 | 1197 | 1197 | [15 empty] | NA | NA | NA | NA | NA | NA | NA | NA | NA | NA | [5 empty] | NA | NA | NA | NA | NA | NA | NA | NA | NA | NA | [10 empty] | NA | NA | NA | NA | NA
CBD East | F7288/3 | Tingalpa Tee |  | Wellington Road |  | NA | 1197 | 1197 | 1197 | 1197 | 1197 | 537 | 549 | 577 | 610 | 619 | 1 | 1 | 1 | 1 | 1 | [10 empty] | CBD | CBD | CBD | CBD | CBD | Yes | Yes | Yes | Yes | Yes | 1197 | 1197 | 1197 | 1197 | 1197 | [15 empty] | NA | NA | NA | NA | NA | NA | NA | NA | NA | NA | [5 empty] | NA | NA | NA | NA | NA | NA | NA | NA | NA | NA | [10 empty] | NA | NA | NA | NA | NA
CBD East | F7230 | Wellington Road |  | Coorparoo |  | NA | 1300 | 1300 | 1300 | 1300 | 1300 | 170 | 169 | 168 | 169 | 169 | 0.99 | 0.99 | 0.99 | 0.99 | 0.99 | [10 empty] | Urban | Urban | Urban | Urban | Urban | Yes | Yes | Yes | Yes | Yes | 1300 | 1300 | 1300 | 1300 | 1300 | [15 empty] | 21 | 21 | 21 | 21 | 21 | NA | NA | NA | NA | NA | [5 empty] | NA | NA | NA | NA | NA | 21 | 21 | 21 | 21 | 21 | [10 empty] | NA | NA | NA | NA | NA
CBD East | F7362 | Wellington Road |  | Coorparoo |  | NA | 1300 | 1300 | 1300 | 1300 | 1300 | 170 | 169 | 168 | 169 | 169 | 0.99 | 0.99 | 0.99 | 0.99 | 0.99 | [10 empty] | Urban | Urban | Urban | Urban | Urban | Yes | Yes | Yes | Yes | Yes | 1300 | 1300 | 1300 | 1300 | 1300 | [15 empty] | 21 | 21 | 21 | 21 | 21 | NA | NA | NA | NA | NA | [5 empty] | NA | NA | NA | NA | NA | 21 | 21 | 21 | 21 | 21 | [10 empty] | NA | NA | NA | NA | NA
CBD East | F752 | Murarrie |  | Newstead |  | NA | 1456 | 1456 | 1456 | 1456 | 1456 | 265 | 273 | 284 | 300 | 304 | 1 | 1 | 1 | 1 | 1 | [10 empty] | CBD | CBD | CBD | CBD | CBD | Yes | Yes | Yes | Yes | Yes | 1456 | 1456 | 1456 | 1456 | 1456 | [15 empty] | NA | NA | NA | NA | NA | NA | NA | NA | NA | NA | [5 empty] | NA | NA | NA | NA | NA | NA | NA | NA | NA | NA | [10 empty] | NA | NA | NA | NA | NA
CBD East | F753 | Murarrie |  | Newstead |  | NA | 1456 | 1456 | 1456 | 1456 | 1456 | 265 | 273 | 284 | 300 | 304 | 1 | 1 | 1 | 1 | 1 | [10 empty] | CBD | CBD | CBD | CBD | CBD | Yes | Yes | Yes | Yes | Yes | 1456 | 1456 | 1456 | 1456 | 1456 | [15 empty] | NA | NA | NA | NA | NA | NA | NA | NA | NA | NA | [5 empty] | NA | NA | NA | NA | NA | NA | NA | NA | NA | NA | [10 empty] | NA | NA | NA | NA | NA
CBD East | F809 | Newstead |  | Victoria Park |  | NA | 704 | 704 | 704 | 704 | 704 | 88 | 91 | 97 | 105 | 106 | 0.97 | 0.97 | 0.98 | 0.98 | 0.98 | [10 empty] | CBD | CBD | CBD | CBD | CBD | Yes | Yes | Yes | Yes | Yes | 704 | 704 | 704 | 704 | 704 | [15 empty] | NA | NA | NA | NA | NA | NA | NA | NA | NA | NA | [5 empty] | NA | NA | NA | NA | NA | NA | NA | NA | NA | NA | [10 empty] | NA | NA | NA | NA | NA
CBD East | F810 | Newstead |  | Victoria Park |  | NA | 704 | 704 | 704 | 704 | 704 | 88 | 91 | 97 | 105 | 106 | 0.97 | 0.97 | 0.98 | 0.98 | 0.98 | [10 empty] | CBD | CBD | CBD | CBD | CBD | Yes | Yes | Yes | Yes | Yes | 704 | 704 | 704 | 704 | 704 | [15 empty] | NA | NA | NA | NA | NA | NA | NA | NA | NA | NA | [5 empty] | NA | NA | NA | NA | NA | NA | NA | NA | NA | NA | [10 empty] | NA | NA | NA | NA | NA
CBD East | F829 | Charlotte St |  | Ann St |  | NA | 963 | 963 | 963 | 963 | 963 | 148 | 152 | 160 | 174 | 184 | 1 | 1 | 1 | 1 | 1 | [10 empty] | CBD | CBD | CBD | CBD | CBD | Yes | Yes | Yes | Yes | Yes | 963 | 963 | 963 | 963 | 963 | [15 empty] | NA | NA | NA | NA | NA | NA | NA | NA | NA | NA | [5 empty] | NA | NA | NA | NA | NA | NA | NA | NA | NA | NA | [10 empty] | NA | NA | NA | NA | NA
CBD East | F833 | Charlotte St |  | Ann St |  | NA | 963 | 963 | 963 | 963 | 963 | 148 | 152 | 160 | 174 | 184 | 1 | 1 | 1 | 1 | 1 | [10 empty] | CBD | CBD | CBD | CBD | CBD | Yes | Yes | Yes | Yes | Yes | 963 | 963 | 963 | 963 | 963 | [15 empty] | NA | NA | NA | NA | NA | NA | NA | NA | NA | NA | [5 empty] | NA | NA | NA | NA | NA | NA | NA | NA | NA | NA | [10 empty] | NA | NA | NA | NA | NA
CBD East | F834 | McLachlan St |  | Ann St |  | NA | 967 | 967 | 967 | 967 | 967 | 183 | 189 | 207 | 218 | 209 | 0.98 | 0.99 | 0.99 | 0.99 | 1 | [10 empty] | CBD | CBD | CBD | CBD | CBD | Yes | Yes | Yes | Yes | Yes | 967 | 967 | 967 | 967 | 967 | [15 empty] | NA | NA | NA | NA | NA | NA | NA | NA | NA | NA | [5 empty] | NA | NA | NA | NA | NA | NA | NA | NA | NA | NA | [10 empty] | NA | NA | NA | NA | NA
CBD East | F835 | McLachlan St |  | Victoria Park |  | NA | 967 | 967 | 967 | 967 | 967 | 191 | 201 | 221 | 243 | 240 | 1 | 1 | 1 | 1 | 1 | [10 empty] | CBD | CBD | CBD | CBD | CBD | Yes | Yes | Yes | Yes | Yes | 967 | 967 | 967 | 967 | 967 | [15 empty] | NA | NA | NA | NA | NA | NA | NA | NA | NA | NA | [5 empty] | NA | NA | NA | NA | NA | NA | NA | NA | NA | NA | [10 empty] | NA | NA | NA | NA | NA
CBD East | F914 | Newstead |  | McLachlan St |  | NA | 1305 | 1305 | 1305 | 1305 | 1305 | 84 | 83 | 86 | 93 | 95 | 0.98 | 0.99 | 0.98 | 0.98 | 0.99 | [10 empty] | CBD | CBD | CBD | CBD | CBD | Yes | Yes | Yes | Yes | Yes | 1305 | 1305 | 1305 | 1305 | 1305 | [15 empty] | NA | NA | NA | NA | NA | NA | NA | NA | NA | NA | [5 empty] | NA | NA | NA | NA | NA | NA | NA | NA | NA | NA | [10 empty] | NA | NA | NA | NA | NA
CBD East | F915 | Newstead |  | McLachlan St |  | NA | 1305 | 1305 | 1305 | 1305 | 1305 | 84 | 83 | 86 | 93 | 95 | 0.98 | 0.99 | 0.98 | 0.98 | 0.99 | [10 empty] | CBD | CBD | CBD | CBD | CBD | Yes | Yes | Yes | Yes | Yes | 1305 | 1305 | 1305 | 1305 | 1305 | [15 empty] | NA | NA | NA | NA | NA | NA | NA | NA | NA | NA | [5 empty] | NA | NA | NA | NA | NA | NA | NA | NA | NA | NA | [10 empty] | NA | NA | NA | NA | NA
CBD South | F830 | West End |  | Charlotte St |  | NA | 690 | 690 | 690 | 690 | 690 | 178 | 175 | 174 | 174 | 175 | 0.39 | 0.46 | 0.43 | 0.42 | 0.46 | [10 empty] | CBD | CBD | CBD | CBD | CBD | Yes | Yes | Yes | Yes | Yes | 690 | 690 | 690 | 690 | 690 | [15 empty] | NA | NA | NA | NA | NA | NA | NA | NA | NA | NA | [5 empty] | NA | NA | NA | NA | NA | NA | NA | NA | NA | NA | [10 empty] | NA | NA | NA | NA | NA
CBD South | F905 | Rocklea |  | West End |  | NA | 693 | 693 | 693 | 693 | 693 | 321 | 330 | 325 | 326 | 334 | 0.91 | 0.93 | 0.92 | 0.92 | 0.93 | [10 empty] | CBD | CBD | CBD | CBD | CBD | Yes | Yes | Yes | Yes | Yes | 693 | 693 | 693 | 693 | 693 | [15 empty] | NA | NA | NA | NA | NA | NA | NA | NA | NA | NA | [5 empty] | NA | NA | NA | NA | NA | NA | NA | NA | NA | NA | [10 empty] | NA | NA | NA | NA | NA
CBD West | F7266 | Milton |  | Customer |  | NA | 966 | 966 | 966 | 966 | 966 | 128 | 131 | 133 | 133 | 133 | 0.74 | 0.76 | 0.76 | 0.76 | 0.77 | [10 empty] | CBD | CBD | CBD | CBD | CBD | Yes | Yes | Yes | Yes | Yes | 966 | 966 | 966 | 966 | 966 | [15 empty] | NA | NA | NA | NA | NA | NA | NA | NA | NA | NA | [5 empty] | NA | NA | NA | NA | NA | NA | NA | NA | NA | NA | [10 empty] | NA | NA | NA | NA | NA
CBD West | F7267 | Milton |  | Makerston St |  | NA | 966 | 966 | 966 | 966 | 966 | 146 | 154 | 161 | 163 | 166 | 0.79 | 0.8 | 0.81 | 0.81 | 0.81 | [10 empty] | CBD | CBD | CBD | CBD | CBD | Yes | Yes | Yes | Yes | Yes | 966 | 966 | 966 | 966 | 966 | [15 empty] | NA | NA | NA | NA | NA | NA | NA | NA | NA | NA | [5 empty] | NA | NA | NA | NA | NA | NA | NA | NA | NA | NA | [10 empty] | NA | NA | NA | NA | NA
CBD West | F7321 | Customer |  | Makerston St |  | NA | 966 | 966 | 966 | 966 | 966 | 78 | 80 | 86 | 89 | 90 | 0.52 | 0.56 | 0.6 | 0.62 | 0.63 | [10 empty] | CBD | CBD | CBD | CBD | CBD | Yes | Yes | Yes | Yes | Yes | 966 | 966 | 966 | 966 | 966 | [15 empty] | NA | NA | NA | NA | NA | NA | NA | NA | NA | NA | [5 empty] | NA | NA | NA | NA | NA | NA | NA | NA | NA | NA | [10 empty] | NA | NA | NA | NA | NA
CBD West | F7365 | Kelvin Grove |  | Milton |  | NA | 973 | 973 | 973 | 973 | 973 | 149 | 157 | 161 | 161 | 163 | 0.83 | 0.84 | 0.85 | 0.85 | 0.85 | [10 empty] | CBD | CBD | CBD | CBD | CBD | Yes | Yes | Yes | Yes | Yes | 973 | 973 | 973 | 973 | 973 | [15 empty] | NA | NA | NA | NA | NA | NA | NA | NA | NA | NA | [5 empty] | NA | NA | NA | NA | NA | NA | NA | NA | NA | NA | [10 empty] | NA | NA | NA | NA | NA
CBD West | F781 | Ashgrove West |  | Kelvin Grove |  | NA | 913 | 913 | 913 | 913 | 913 | 204 | 213 | 217 | 218 | 220 | 0.94 | 0.95 | 0.95 | 0.95 | 0.95 | [10 empty] | CBD | CBD | CBD | CBD | CBD | Yes | Yes | Yes | Yes | Yes | 913 | 913 | 913 | 913 | 913 | [15 empty] | NA | NA | NA | NA | NA | NA | NA | NA | NA | NA | [5 empty] | NA | NA | NA | NA | NA | NA | NA | NA | NA | NA | [10 empty] | NA | NA | NA | NA | NA
CBD West | F782 | Ashgrove West |  | Milton |  | NA | 913 | 913 | 913 | 913 | 913 | 239 | 251 | 255 | 257 | 258 | 0.92 | 0.93 | 0.93 | 0.93 | 0.93 | [10 empty] | CBD | CBD | CBD | CBD | CBD | Yes | Yes | Yes | Yes | Yes | 913 | 913 | 913 | 913 | 913 | [15 empty] | NA | NA | NA | NA | NA | NA | NA | NA | NA | NA | [5 empty] | NA | NA | NA | NA | NA | NA | NA | NA | NA | NA | [10 empty] | NA | NA | NA | NA | NA
CBD West | F807 | Makerston St |  | Charlotte St |  | NA | 629 | 629 | 629 | 629 | 629 | 78 | 76 | 75 | 75 | 75 | 0.5 | 0.57 | 0.51 | 0.47 | 0.52 | [10 empty] | CBD | CBD | CBD | CBD | CBD | Yes | Yes | Yes | Yes | Yes | 629 | 629 | 629 | 629 | 629 | [15 empty] | NA | NA | NA | NA | NA | NA | NA | NA | NA | NA | [5 empty] | NA | NA | NA | NA | NA | NA | NA | NA | NA | NA | [10 empty] | NA | NA | NA | NA | NA
CBD West | F808 | Makerston St |  | Charlotte St |  | NA | 629 | 629 | 629 | 629 | 629 | 94 | 93 | 93 | 94 | 94 | 0.42 | 0.52 | 0.5 | 0.5 | 0.55 | [10 empty] | CBD | CBD | CBD | CBD | CBD | Yes | Yes | Yes | Yes | Yes | 629 | 629 | 629 | 629 | 629 | [15 empty] | NA | NA | NA | NA | NA | NA | NA | NA | NA | NA | [5 empty] | NA | NA | NA | NA | NA | NA | NA | NA | NA | NA | [10 empty] | NA | NA | NA | NA | NA
Loganlea | F704 | Beenleigh |  | Yatala |  | NA | 1088 | 1088 | 1088 | 1088 | 1088 | 274 | 285 | 280 | 302 | 300 | 0.9 | 0.89 | 0.87 | 0.94 | 0.95 | [10 empty] | Urban | Urban | Urban | Urban | Urban | Yes | Yes | Yes | Yes | Yes | 1088 | 1088 | 1088 | 1088 | 1088 | [15 empty] | 21 | 21 | 21 | 21 | 21 | NA | NA | NA | NA | NA | [5 empty] | NA | NA | NA | NA | NA | 21 | 21 | 21 | 21 | 21 | [10 empty] | NA | NA | NA | NA | NA
Loganlea | F7351 | Jimboomba |  | Beaudesert |  | NA | 865 | 865 | 865 | 865 | 865 | 181 | 187 | 194 | 201 | 204 | 0.97 | 0.97 | 0.97 | 0.97 | 0.97 | [10 empty] | Rural | Rural | Rural | Rural | Rural | Yes | Yes | Yes | Yes | Yes | 865 | 865 | 865 | 865 | 865 | [15 empty] | 52 | 52 | 52 | 52 | 52 | NA | NA | NA | NA | NA | [5 empty] | NA | NA | NA | NA | NA | 52 | 52 | 52 | 52 | 52 | [10 empty] | NA | NA | NA | NA | NA
Loganlea | F7354 | Loganlea |  | Jimboomba |  | NA | 952 | 952 | 952 | 952 | 952 | 300 | 308 | 313 | 323 | 335 | 0.97 | 0.97 | 0.97 | 0.97 | 0.97 | [10 empty] | Rural | Rural | Rural | Rural | Rural | Yes | Yes | Yes | Yes | Yes | 952 | 952 | 952 | 952 | 952 | [15 empty] | 52 | 52 | 52 | 52 | 52 | NA | NA | NA | NA | NA | [5 empty] | NA | NA | NA | NA | NA | 52 | 52 | 52 | 52 | 52 | [10 empty] | NA | NA | NA | NA | NA
Loganlea | F7377 | Yatala |  | Coomera |  | NA | 1088 | 1088 | 1088 | 1088 | 1088 | 28 | 44 | 49 | 54 | 54 | 0.58 | 0.49 | 0.28 | 0.99 | 1 | [10 empty] | Urban | Urban | Urban | Urban | Urban | Yes | Yes | Yes | Yes | Yes | 1088 | 1088 | 1088 | 1088 | 1088 | [15 empty] | 21 | 21 | 21 | 21 | 21 | NA | NA | NA | NA | NA | [5 empty] | NA | NA | NA | NA | NA | 21 | 21 | 21 | 21 | 21 | [10 empty] | NA | NA | NA | NA | NA
Loganlea | F787 | Loganlea |  | Beenleigh |  | NA | 1200 | 1200 | 1200 | 1200 | 1200 | 370 | 372 | 380 | 393 | 385 | 0.93 | 0.93 | 0.91 | 0.93 | 0.95 | [10 empty] | Rural | Rural | Rural | Rural | Rural | Yes | Yes | Yes | Yes | Yes | 1200 | 1200 | 1200 | 1200 | 1200 | [15 empty] | 52 | 52 | 52 | 52 | 52 | NA | NA | NA | NA | NA | [5 empty] | NA | NA | NA | NA | NA | 52 | 52 | 52 | 52 | 52 | [10 empty] | NA | NA | NA | NA | NA
Loganlea | F788/1 | Beenleigh |  | Russell Island Tee |  | NA | 325 | 325 | 325 | 325 | 325 | 55 | 56 | 56 | 57 | 58 | 1 | 1 | 1 | 1 | 1 | [10 empty] | Rural | Rural | Rural | Rural | Rural | Yes | Yes | Yes | Yes | Yes | 325 | 325 | 325 | 325 | 325 | [15 empty] | 52 | 52 | 52 | 52 | 52 | NA | NA | NA | NA | NA | [5 empty] | NA | NA | NA | NA | NA | 52 | 52 | 52 | 52 | 52 | [10 empty] | NA | NA | NA | NA | NA
Loganlea | F788/2 | Russell Island Tee |  | Stradbroke Island |  | NA | 441 | 441 | 441 | 441 | 441 | 22 | 22 | 21 | 22 | 22 | 1 | 1 | 1 | 1 | 1 | [10 empty] | Rural | Rural | Rural | Rural | Rural | Yes | Yes | Yes | Yes | Yes | 441 | 441 | 441 | 441 | 441 | [15 empty] | 52 | 52 | 52 | 52 | 52 | NA | NA | NA | NA | NA | [5 empty] | NA | NA | NA | NA | NA | 52 | 52 | 52 | 52 | 52 | [10 empty] | NA | NA | NA | NA | NA
Loganlea | F788/3 | Russell Island Tee |  | Russell Island |  | NA | 902 | 902 | 902 | 902 | 902 | 34 | 35 | 35 | 36 | 37 | 0.99 | 0.99 | 0.99 | 0.99 | 0.99 | [10 empty] | Rural | Rural | Rural | Rural | Rural | Yes | Yes | Yes | Yes | Yes | 902 | 902 | 902 | 902 | 902 | [15 empty] | 52 | 52 | 52 | 52 | 52 | NA | NA | NA | NA | NA | [5 empty] | NA | NA | NA | NA | NA | 52 | 52 | 52 | 52 | 52 | [10 empty] | NA | NA | NA | NA | NA
Loganlea | F793 | Loganlea |  | North Springwood |  | NA | 872 | 872 | 872 | 872 | 872 | 46 | 46 | 45 | 45 | 45 | 0.99 | 0.99 | 0.99 | 0.99 | 0.99 | [10 empty] | Urban | Urban | Urban | Urban | Urban | Yes | Yes | Yes | Yes | Yes | 872 | 872 | 872 | 872 | 872 | [15 empty] | 21 | 21 | 21 | 21 | 21 | NA | NA | NA | NA | NA | [5 empty] | NA | NA | NA | NA | NA | 21 | 21 | 21 | 21 | 21 | [10 empty] | NA | NA | NA | NA | NA
Loganlea | F799 | Loganlea |  | North Springwood |  | NA | 872 | 872 | 872 | 872 | 872 | 121 | 120 | 118 | 119 | 119 | 1 | 1 | 1 | 1 | 1 | [10 empty] | Urban | Urban | Urban | Urban | Urban | Yes | Yes | Yes | Yes | Yes | 872 | 872 | 872 | 872 | 872 | [15 empty] | 21 | 21 | 21 | 21 | 21 | NA | NA | NA | NA | NA | [5 empty] | NA | NA | NA | NA | NA | 21 | 21 | 21 | 21 | 21 | [10 empty] | NA | NA | NA | NA | NA
Loganlea | F820 | Loganlea |  | Jimboomba |  | NA | 962 | 962 | 962 | 962 | 962 | 205 | 211 | 214 | 221 | 230 | 0.98 | 0.98 | 0.98 | 0.98 | 0.98 | [10 empty] | Rural | Rural | Rural | Rural | Rural | Yes | Yes | Yes | Yes | Yes | 962 | 962 | 962 | 962 | 962 | [15 empty] | 52 | 52 | 52 | 52 | 52 | NA | NA | NA | NA | NA | [5 empty] | NA | NA | NA | NA | NA | 52 | 52 | 52 | 52 | 52 | [10 empty] | NA | NA | NA | NA | NA
Loganlea | F837 | Loganlea |  | Beenleigh |  | NA | 1200 | 1200 | 1200 | 1200 | 1200 | 370 | 372 | 380 | 393 | 385 | 0.93 | 0.93 | 0.91 | 0.93 | 0.95 | [10 empty] | Rural | Rural | Rural | Rural | Rural | Yes | Yes | Yes | Yes | Yes | 1200 | 1200 | 1200 | 1200 | 1200 | [15 empty] | 52 | 52 | 52 | 52 | 52 | NA | NA | NA | NA | NA | [5 empty] | NA | NA | NA | NA | NA | 52 | 52 | 52 | 52 | 52 | [10 empty] | NA | NA | NA | NA | NA
Loganlea | F836 | Loganlea |  | Browns Plains |  | NA | 894 | 894 | 894 | 894 | 894 | 193 | 201 | 198 | 201 | 202 | 0.98 | 0.98 | 0.98 | 0.98 | 0.98 | [10 empty] | Urban | Urban | Urban | Urban | Urban | Yes | Yes | Yes | Yes | Yes | 894 | 894 | 894 | 894 | 894 | [15 empty] | 21 | 21 | 21 | 21 | 21 | NA | NA | NA | NA | NA | [5 empty] | NA | NA | NA | NA | NA | 21 | 21 | 21 | 21 | 21 | [10 empty] | NA | NA | NA | NA | NA
Loganlea | F843 | Loganlea |  | Browns Plains |  | NA | 949 | 949 | 949 | 949 | 949 | 246 | 256 | 253 | 256 | 257 | 0.98 | 0.98 | 0.98 | 0.98 | 0.98 | [10 empty] | Urban | Urban | Urban | Urban | Urban | Yes | Yes | Yes | Yes | Yes | 949 | 949 | 949 | 949 | 949 | [15 empty] | 21 | 21 | 21 | 21 | 21 | NA | NA | NA | NA | NA | [5 empty] | NA | NA | NA | NA | NA | 21 | 21 | 21 | 21 | 21 | [10 empty] | NA | NA | NA | NA | NA
Loganlea | F904/1 | Beenleigh |  | Rocky Point Tee |  | NA | 800 | 800 | 800 | 800 | 800 | 11 | 11 | 11 | 11 | 11 | 0.73 | 0.73 | 0.73 | 0.73 | 0.73 | [10 empty] | Rural | Rural | Rural | Rural | Rural | Yes | Yes | Yes | Yes | Yes | 800 | 800 | 800 | 800 | 800 | [15 empty] | 52 | 52 | 52 | 52 | 52 | NA | NA | NA | NA | NA | [5 empty] | NA | NA | NA | NA | NA | 52 | 52 | 52 | 52 | 52 | [10 empty] | NA | NA | NA | NA | NA
Loganlea | F904/2 | Rocky Point Tee |  | Rocky Point |  | NA | 868 | 868 | 868 | 868 | 868 | 0 | 0 | 0 | 0 | 0 | 0 | 0 | 0 | 0 | 0 | [10 empty] | Rural | Rural | Rural | Rural | Rural | Yes | Yes | Yes | Yes | Yes | 868 | 868 | 868 | 868 | 868 | [15 empty] | 52 | 52 | 52 | 52 | 52 | NA | NA | NA | NA | NA | [5 empty] | NA | NA | NA | NA | NA | 52 | 52 | 52 | 52 | 52 | [10 empty] | NA | NA | NA | NA | NA
Loganlea | F904/3 | Rocky Point Tee |  | Ibis |  | NA | 325 | 325 | 325 | 325 | 325 | 9 | 9 | 9 | 9 | 9 | 0.99 | 0.99 | 0.99 | 0.99 | 0.99 | [10 empty] | Rural | Rural | Rural | Rural | Rural | Yes | Yes | Yes | Yes | Yes | 325 | 325 | 325 | 325 | 325 | [15 empty] | 52 | 52 | 52 | 52 | 52 | NA | NA | NA | NA | NA | [5 empty] | NA | NA | NA | NA | NA | 52 | 52 | 52 | 52 | 52 | [10 empty] | NA | NA | NA | NA | NA
Middle Ridge | F726 | Postmans Ridge |  | Gatton |  | NA | 690 | 690 | 690 | 690 | 690 | 124 | 131 | 130 | 131 | 129 | 0.99 | 0.99 | 0.99 | 0.99 | 0.99 | [10 empty] | Rural | Rural | Rural | Rural | Rural | Yes | Yes | Yes | Yes | Yes | 690 | 690 | 690 | 690 | 690 | [15 empty] | 52 | 52 | 52 | 52 | 52 | NA | NA | NA | NA | NA | [5 empty] | NA | NA | NA | NA | NA | 52 | 52 | 52 | 52 | 52 | [10 empty] | NA | NA | NA | NA | NA
Middle Ridge | F727 | Middle Ridge |  | Postmans Ridge |  | NA | 690 | 690 | 690 | 690 | 690 | 128 | 132 | 131 | 131 | 130 | 1 | 1 | 1 | 1 | 1 | [10 empty] | Rural | Rural | Rural | Rural | Rural | Yes | Yes | Yes | Yes | Yes | 690 | 690 | 690 | 690 | 690 | [15 empty] | 52 | 52 | 52 | 52 | 52 | NA | NA | NA | NA | NA | [5 empty] | NA | NA | NA | NA | NA | 52 | 52 | 52 | 52 | 52 | [10 empty] | NA | NA | NA | NA | NA
Middle Ridge | F7348 | Middle Ridge |  | Postmans Ridge |  | NA | 1280 | 1280 | 1280 | 1280 | 1280 | 149 | 152 | 152 | 152 | 151 | 0.97 | 0.97 | 0.97 | 0.97 | 0.97 | [10 empty] | Rural | Rural | Rural | Rural | Rural | Yes | Yes | Yes | Yes | Yes | 1280 | 1280 | 1280 | 1280 | 1280 | [15 empty] | 52 | 52 | 52 | 52 | 52 | NA | NA | NA | NA | NA | [5 empty] | NA | NA | NA | NA | NA | 52 | 52 | 52 | 52 | 52 | [10 empty] | NA | NA | NA | NA | NA
Molendinar | F7193 | Molendinar |  | Cades County |  | NA | 1108 | 1108 | 1108 | 1108 | 1108 | 328 | 329 | 331 | 319 | 324 | 0.99 | 0.99 | 0.99 | 0.98 | 0.98 | [10 empty] | Urban | Urban | Urban | Urban | Urban | Yes | Yes | Yes | Yes | Yes | 1108 | 1108 | 1108 | 1108 | 1108 | [15 empty] | 21 | 21 | 21 | 21 | 21 | NA | NA | NA | NA | NA | [5 empty] | NA | NA | NA | NA | NA | 21 | 21 | 21 | 21 | 21 | [10 empty] | NA | NA | NA | NA | NA
Molendinar | F7229 | Molendinar |  | Robina |  | NA | 1412 | 1412 | 1412 | 1412 | 1412 | 28 | 26 | 27 | 69 | 69 | 0.69 | 0.67 | 0.71 | 1 | 1 | [10 empty] | Urban | Urban | Urban | Urban | Urban | Yes | Yes | Yes | Yes | Yes | 1412 | 1412 | 1412 | 1412 | 1412 | [15 empty] | 21 | 21 | 21 | 21 | 21 | NA | NA | NA | NA | NA | [5 empty] | NA | NA | NA | NA | NA | 21 | 21 | 21 | 21 | 21 | [10 empty] | NA | NA | NA | NA | NA
Molendinar | F7283 | Cades County |  | Coomera |  | NA | 1088 | 1088 | 1088 | 1088 | 1088 | 418 | 420 | 430 | 401 | 411 | 1 | 1 | 1 | 0.99 | 0.99 | [10 empty] | Urban | Urban | Urban | Urban | Urban | Yes | Yes | Yes | Yes | Yes | 1088 | 1088 | 1088 | 1088 | 1088 | [15 empty] | 21 | 21 | 21 | 21 | 21 | NA | NA | NA | NA | NA | [5 empty] | NA | NA | NA | NA | NA | 21 | 21 | 21 | 21 | 21 | [10 empty] | NA | NA | NA | NA | NA
Molendinar | F7297 | Molendinar |  | Cades County |  | NA | 1108 | 1108 | 1108 | 1108 | 1108 | 328 | 329 | 331 | 319 | 324 | 0.99 | 0.99 | 0.99 | 0.98 | 0.98 | [10 empty] | Urban | Urban | Urban | Urban | Urban | Yes | Yes | Yes | Yes | Yes | 1108 | 1108 | 1108 | 1108 | 1108 | [15 empty] | 21 | 21 | 21 | 21 | 21 | NA | NA | NA | NA | NA | [5 empty] | NA | NA | NA | NA | NA | 21 | 21 | 21 | 21 | 21 | [10 empty] | NA | NA | NA | NA | NA
Molendinar | F798 | Molendinar |  | Nerang |  | NA | 1250 | 1250 | 1250 | 1250 | 1250 | 143 | 141 | 141 | 191 | 191 | 1 | 1 | 1 | 1 | 1 | [10 empty] | Urban | Urban | Urban | Urban | Urban | Yes | Yes | Yes | Yes | Yes | 1250 | 1250 | 1250 | 1250 | 1250 | [15 empty] | 21 | 21 | 21 | 21 | 21 | NA | NA | NA | NA | NA | [5 empty] | NA | NA | NA | NA | NA | 21 | 21 | 21 | 21 | 21 | [10 empty] | NA | NA | NA | NA | NA
Molendinar | F907 | Molendinar |  | Southport |  | NA | 834 | 834 | 834 | 834 | 834 | 128 | 129 | 129 | 131 | 133 | 0.99 | 0.99 | 0.99 | 0.99 | 0.99 | [10 empty] | Urban | Urban | Urban | Urban | Urban | Yes | Yes | Yes | Yes | Yes | 834 | 834 | 834 | 834 | 834 | [15 empty] | 21 | 21 | 21 | 21 | 21 | NA | NA | NA | NA | NA | [5 empty] | NA | NA | NA | NA | NA | 21 | 21 | 21 | 21 | 21 | [10 empty] | NA | NA | NA | NA | NA
Molendinar | F917 | Molendinar |  | Southport |  | NA | 1035 | 1035 | 1035 | 1035 | 1035 | 148 | 150 | 150 | 152 | 154 | 0.97 | 0.97 | 0.97 | 0.97 | 0.97 | [10 empty] | Urban | Urban | Urban | Urban | Urban | Yes | Yes | Yes | Yes | Yes | 1035 | 1035 | 1035 | 1035 | 1035 | [15 empty] | 21 | 21 | 21 | 21 | 21 | NA | NA | NA | NA | NA | [5 empty] | NA | NA | NA | NA | NA | 21 | 21 | 21 | 21 | 21 | [10 empty] | NA | NA | NA | NA | NA
Molendinar | F916 | Molendinar |  | Surfers Paradise |  | NA | 1100 | 1100 | 1100 | 1100 | 1100 | 293 | 290 | 291 | 398 | 399 | 0.94 | 0.94 | 0.95 | 0.99 | 0.99 | [10 empty] | Urban | Urban | Urban | Urban | Urban | Yes | Yes | Yes | Yes | Yes | 1100 | 1100 | 1100 | 1100 | 1100 | [15 empty] | 21 | 21 | 21 | 21 | 21 | NA | NA | NA | NA | NA | [5 empty] | NA | NA | NA | NA | NA | 21 | 21 | 21 | 21 | 21 | [10 empty] | NA | NA | NA | NA | NA
Mudgeeraba | F706 | Mudgeeraba |  | Nerang |  | NA | 1250 | 1250 | 1250 | 1250 | 1250 | 84 | 85 | 83 | 33 | 35 | 0.9 | 0.91 | 0.91 | 0.82 | 0.81 | [10 empty] | Urban | Urban | Urban | Urban | Urban | Yes | Yes | Yes | Yes | Yes | 1250 | 1250 | 1250 | 1250 | 1250 | [15 empty] | 21 | 21 | 21 | 21 | 21 | NA | NA | NA | NA | NA | [5 empty] | NA | NA | NA | NA | NA | 21 | 21 | 21 | 21 | 21 | [10 empty] | NA | NA | NA | NA | NA
Mudgeeraba | F754 | Mudgeeraba |  | Burleigh Heads |  | NA | 1267 | 1267 | 1267 | 1267 | 1267 | 386 | 388 | 386 | 388 | 389 | 0.98 | 0.98 | 0.98 | 0.98 | 0.98 | [10 empty] | Urban | Urban | Urban | Urban | Urban | Yes | Yes | Yes | Yes | Yes | 1267 | 1267 | 1267 | 1267 | 1267 | [15 empty] | 21 | 21 | 21 | 21 | 21 | NA | NA | NA | NA | NA | [5 empty] | NA | NA | NA | NA | NA | 21 | 21 | 21 | 21 | 21 | [10 empty] | NA | NA | NA | NA | NA
Mudgeeraba | F755 | Mudgeeraba |  | Burleigh Heads |  | NA | 1267 | 1267 | 1267 | 1267 | 1267 | 387 | 389 | 386 | 388 | 389 | 0.98 | 0.98 | 0.98 | 0.98 | 0.98 | [10 empty] | Urban | Urban | Urban | Urban | Urban | Yes | Yes | Yes | Yes | Yes | 1267 | 1267 | 1267 | 1267 | 1267 | [15 empty] | 21 | 21 | 21 | 21 | 21 | NA | NA | NA | NA | NA | [5 empty] | NA | NA | NA | NA | NA | 21 | 21 | 21 | 21 | 21 | [10 empty] | NA | NA | NA | NA | NA
Mudgeeraba | F779 | Mudgeeraba |  | Merrimac |  | NA | 1412 | 1412 | 1412 | 1412 | 1412 | 135 | 138 | 136 | 77 | 79 | 0.98 | 0.98 | 0.98 | 1 | 0.99 | [10 empty] | Urban | Urban | Urban | Urban | Urban | Yes | Yes | Yes | Yes | Yes | 1412 | 1412 | 1412 | 1412 | 1412 | [15 empty] | 21 | 21 | 21 | 21 | 21 | NA | NA | NA | NA | NA | [5 empty] | NA | NA | NA | NA | NA | 21 | 21 | 21 | 21 | 21 | [10 empty] | NA | NA | NA | NA | NA
Mudgeeraba | F780 | Mudgeeraba |  | Merrimac |  | NA | 1412 | 1412 | 1412 | 1412 | 1412 | 135 | 138 | 136 | 77 | 79 | 0.98 | 0.98 | 0.98 | 1 | 0.99 | [10 empty] | Urban | Urban | Urban | Urban | Urban | Yes | Yes | Yes | Yes | Yes | 1412 | 1412 | 1412 | 1412 | 1412 | [15 empty] | 21 | 21 | 21 | 21 | 21 | NA | NA | NA | NA | NA | [5 empty] | NA | NA | NA | NA | NA | 21 | 21 | 21 | 21 | 21 | [10 empty] | NA | NA | NA | NA | NA
Mudgeeraba | F794 | Mudgeeraba |  | Robina |  | NA | 1412 | 1412 | 1412 | 1412 | 1412 | 185 | 187 | 185 | 134 | 136 | 0.94 | 0.94 | 0.94 | 0.94 | 0.94 | [10 empty] | Urban | Urban | Urban | Urban | Urban | Yes | Yes | Yes | Yes | Yes | 1412 | 1412 | 1412 | 1412 | 1412 | [15 empty] | 21 | 21 | 21 | 21 | 21 | NA | NA | NA | NA | NA | [5 empty] | NA | NA | NA | NA | NA | 21 | 21 | 21 | 21 | 21 | [10 empty] | NA | NA | NA | NA | NA
Mudgeeraba | F826 | Broadbeach |  | Surfers Paradise |  | NA | 574 | 574 | 574 | 574 | 574 | 49 | 47 | 46 | 82 | 82 | 0.75 | 0.73 | 0.76 | 1 | 1 | [10 empty] | Urban | Urban | Urban | Urban | Urban | Yes | Yes | Yes | Yes | Yes | 574 | 574 | 574 | 574 | 574 | [15 empty] | 21 | 21 | 21 | 21 | 21 | NA | NA | NA | NA | NA | [5 empty] | NA | NA | NA | NA | NA | 21 | 21 | 21 | 21 | 21 | [10 empty] | NA | NA | NA | NA | NA
Mudgeeraba | F827 | Broadbeach |  | Surfers Paradise |  | NA | 574 | 574 | 574 | 574 | 574 | 49 | 47 | 46 | 82 | 82 | 0.74 | 0.73 | 0.76 | 1 | 1 | [10 empty] | Urban | Urban | Urban | Urban | Urban | Yes | Yes | Yes | Yes | Yes | 574 | 574 | 574 | 574 | 574 | [15 empty] | 21 | 21 | 21 | 21 | 21 | NA | NA | NA | NA | NA | [5 empty] | NA | NA | NA | NA | NA | 21 | 21 | 21 | 21 | 21 | [10 empty] | NA | NA | NA | NA | NA
Mudgeeraba | F838 | Mudgeeraba |  | Varsity Lakes |  | NA | 1347 | 1347 | 1347 | 1347 | 1347 | 65 | 65 | 64 | 64 | 63 | 1 | 1 | 1 | 1 | 1 | [10 empty] | Urban | Urban | Urban | Urban | Urban | Yes | Yes | Yes | Yes | Yes | 1347 | 1347 | 1347 | 1347 | 1347 | [15 empty] | 21 | 21 | 21 | 21 | 21 | NA | NA | NA | NA | NA | [5 empty] | NA | NA | NA | NA | NA | 21 | 21 | 21 | 21 | 21 | [10 empty] | NA | NA | NA | NA | NA
Mudgeeraba | F839 | Mudgeeraba |  | Varsity Lakes |  | NA | 1347 | 1347 | 1347 | 1347 | 1347 | 65 | 65 | 64 | 64 | 63 | 1 | 1 | 1 | 1 | 1 | [10 empty] | Urban | Urban | Urban | Urban | Urban | Yes | Yes | Yes | Yes | Yes | 1347 | 1347 | 1347 | 1347 | 1347 | [15 empty] | 21 | 21 | 21 | 21 | 21 | NA | NA | NA | NA | NA | [5 empty] | NA | NA | NA | NA | NA | 21 | 21 | 21 | 21 | 21 | [10 empty] | NA | NA | NA | NA | NA
Mudgeeraba | F918 | Merrimac |  | Broadbeach |  | NA | 1286 | 1286 | 1286 | 1286 | 1286 | 89 | 91 | 89 | 32 | 34 | 0.96 | 0.96 | 0.97 | 0.98 | 0.97 | [10 empty] | Urban | Urban | Urban | Urban | Urban | Yes | Yes | Yes | Yes | Yes | 1286 | 1286 | 1286 | 1286 | 1286 | [15 empty] | 21 | 21 | 21 | 21 | 21 | NA | NA | NA | NA | NA | [5 empty] | NA | NA | NA | NA | NA | 21 | 21 | 21 | 21 | 21 | [10 empty] | NA | NA | NA | NA | NA
Mudgeeraba | F919 | Merrimac |  | Broadbeach |  | NA | 1286 | 1286 | 1286 | 1286 | 1286 | 89 | 91 | 89 | 32 | 34 | 0.96 | 0.96 | 0.97 | 0.98 | 0.97 | [10 empty] | Urban | Urban | Urban | Urban | Urban | Yes | Yes | Yes | Yes | Yes | 1286 | 1286 | 1286 | 1286 | 1286 | [15 empty] | 21 | 21 | 21 | 21 | 21 | NA | NA | NA | NA | NA | [5 empty] | NA | NA | NA | NA | NA | 21 | 21 | 21 | 21 | 21 | [10 empty] | NA | NA | NA | NA | NA
Murarrie | F7270 | Murarrie |  | Lytton Bulk |  | NA | 1364 | 1364 | 1364 | 1364 | 1364 | 291 | 290 | 301 | 309 | 314 | 0.99 | 0.99 | 0.99 | 0.99 | 0.99 | [10 empty] | Urban | Urban | Urban | Urban | Urban | Yes | Yes | Yes | Yes | Yes | 1364 | 1364 | 1364 | 1364 | 1364 | [15 empty] | 21 | 21 | 21 | 21 | 21 | NA | NA | NA | NA | NA | [5 empty] | NA | NA | NA | NA | NA | 21 | 21 | 21 | 21 | 21 | [10 empty] | NA | NA | NA | NA | NA
Murarrie | F7271 | Murarrie |  | Lytton Bulk |  | NA | 1364 | 1364 | 1364 | 1364 | 1364 | 295 | 294 | 305 | 314 | 318 | 0.99 | 0.99 | 0.99 | 0.99 | 0.99 | [10 empty] | Urban | Urban | Urban | Urban | Urban | Yes | Yes | Yes | Yes | Yes | 1364 | 1364 | 1364 | 1364 | 1364 | [15 empty] | 21 | 21 | 21 | 21 | 21 | NA | NA | NA | NA | NA | [5 empty] | NA | NA | NA | NA | NA | 21 | 21 | 21 | 21 | 21 | [10 empty] | NA | NA | NA | NA | NA
Murarrie | F7272 | Murarrie |  | Doboy |  | NA | 1220 | 1220 | 1220 | 1220 | 1220 | 189 | 189 | 190 | 191 | 190 | 1 | 1 | 1 | 1 | 1 | [10 empty] | Urban | Urban | Urban | Urban | Urban | Yes | Yes | Yes | Yes | Yes | 1220 | 1220 | 1220 | 1220 | 1220 | [15 empty] | 21 | 21 | 21 | 21 | 21 | NA | NA | NA | NA | NA | [5 empty] | NA | NA | NA | NA | NA | 21 | 21 | 21 | 21 | 21 | [10 empty] | NA | NA | NA | NA | NA
Murarrie | F7273 | Murarrie |  | Doboy |  | NA | 1220 | 1220 | 1220 | 1220 | 1220 | 189 | 189 | 190 | 191 | 190 | 1 | 1 | 1 | 1 | 1 | [10 empty] | Urban | Urban | Urban | Urban | Urban | Yes | Yes | Yes | Yes | Yes | 1220 | 1220 | 1220 | 1220 | 1220 | [15 empty] | 21 | 21 | 21 | 21 | 21 | NA | NA | NA | NA | NA | [5 empty] | NA | NA | NA | NA | NA | 21 | 21 | 21 | 21 | 21 | [10 empty] | NA | NA | NA | NA | NA
Murarrie | F7274 | Murarrie |  | Doboy |  | NA | 1220 | 1220 | 1220 | 1220 | 1220 | 189 | 189 | 190 | 191 | 190 | 1 | 1 | 1 | 1 | 1 | [10 empty] | Urban | Urban | Urban | Urban | Urban | Yes | Yes | Yes | Yes | Yes | 1220 | 1220 | 1220 | 1220 | 1220 | [15 empty] | 21 | 21 | 21 | 21 | 21 | NA | NA | NA | NA | NA | [5 empty] | NA | NA | NA | NA | NA | 21 | 21 | 21 | 21 | 21 | [10 empty] | NA | NA | NA | NA | NA
Palmwoods | F745/2 | Moodlu |  | Beerwah Tee |  | NA | 1064 | 1064 | 1064 | 1064 | 1064 | 141 | 143 | 145 | 147 | 131 | 0.98 | 0.98 | 0.98 | 0.95 | 0.97 | [10 empty] | Urban | Urban | Urban | Urban | Urban | Yes | Yes | Yes | Yes | Yes | 1064 | 1064 | 1064 | 1064 | 1064 | [15 empty] | 21 | 21 | 21 | 21 | 21 | NA | NA | NA | NA | NA | [5 empty] | NA | NA | NA | NA | NA | 21 | 21 | 21 | 21 | 21 | [10 empty] | NA | NA | NA | NA | NA
Palmwoods | F745/3 | Moodlu |  | Caboolture |  | NA | 800 | 800 | 800 | 800 | 800 | 352 | 358 | 355 | 357 | 361 | 0.98 | 0.98 | 0.98 | 0.98 | 0.98 | [10 empty] | Urban | Urban | Urban | Urban | Urban | Yes | Yes | Yes | Yes | Yes | 800 | 800 | 800 | 800 | 800 | [15 empty] | 21 | 21 | 21 | 21 | 21 | NA | NA | NA | NA | NA | [5 empty] | NA | NA | NA | NA | NA | 21 | 21 | 21 | 21 | 21 | [10 empty] | NA | NA | NA | NA | NA
Palmwoods | F745/4 | Palmwoods |  | Beerwah Tee |  | NA | 1064 | 1064 | 1064 | 1064 | 1064 | 258 | 263 | 264 | 264 | 251 | 0.98 | 0.98 | 0.98 | 0.97 | 0.98 | [10 empty] | Urban | Urban | Urban | Urban | Urban | Yes | Yes | Yes | Yes | Yes | 1064 | 1064 | 1064 | 1064 | 1064 | [15 empty] | 21 | 21 | 21 | 21 | 21 | NA | NA | NA | NA | NA | [5 empty] | NA | NA | NA | NA | NA | 21 | 21 | 21 | 21 | 21 | [10 empty] | NA | NA | NA | NA | NA
Palmwoods | F745/5 | Beerwah Tee |  | Beerwah |  | NA | 975 | 975 | 975 | 975 | 975 | 117 | 120 | 119 | 119 | 121 | 0.99 | 0.99 | 0.99 | 0.99 | 0.99 | [10 empty] | Urban | Urban | Urban | Urban | Urban | Yes | Yes | Yes | Yes | Yes | 975 | 975 | 975 | 975 | 975 | [15 empty] | 21 | 21 | 21 | 21 | 21 | NA | NA | NA | NA | NA | [5 empty] | NA | NA | NA | NA | NA | 21 | 21 | 21 | 21 | 21 | [10 empty] | NA | NA | NA | NA | NA
Palmwoods | F746/2 | Moodlu |  | Beerwah Tee |  | NA | 1064 | 1064 | 1064 | 1064 | 1064 | 142 | 143 | 145 | 147 | 132 | 0.98 | 0.98 | 0.98 | 0.95 | 0.97 | [10 empty] | Urban | Urban | Urban | Urban | Urban | Yes | Yes | Yes | Yes | Yes | 1064 | 1064 | 1064 | 1064 | 1064 | [15 empty] | 21 | 21 | 21 | 21 | 21 | NA | NA | NA | NA | NA | [5 empty] | NA | NA | NA | NA | NA | 21 | 21 | 21 | 21 | 21 | [10 empty] | NA | NA | NA | NA | NA
Palmwoods | F746/3 | Moodlu |  | Caboolture |  | NA | 800 | 800 | 800 | 800 | 800 | 353 | 359 | 356 | 358 | 361 | 0.98 | 0.98 | 0.98 | 0.98 | 0.98 | [10 empty] | Urban | Urban | Urban | Urban | Urban | Yes | Yes | Yes | Yes | Yes | 800 | 800 | 800 | 800 | 800 | [15 empty] | 21 | 21 | 21 | 21 | 21 | NA | NA | NA | NA | NA | [5 empty] | NA | NA | NA | NA | NA | 21 | 21 | 21 | 21 | 21 | [10 empty] | NA | NA | NA | NA | NA
Palmwoods | F746/4 | Palmwoods |  | Beerwah Tee |  | NA | 1064 | 1064 | 1064 | 1064 | 1064 | 258 | 263 | 264 | 264 | 251 | 0.98 | 0.98 | 0.98 | 0.97 | 0.98 | [10 empty] | Urban | Urban | Urban | Urban | Urban | Yes | Yes | Yes | Yes | Yes | 1064 | 1064 | 1064 | 1064 | 1064 | [15 empty] | 21 | 21 | 21 | 21 | 21 | NA | NA | NA | NA | NA | [5 empty] | NA | NA | NA | NA | NA | 21 | 21 | 21 | 21 | 21 | [10 empty] | NA | NA | NA | NA | NA
Palmwoods | F746/5 | Beerwah Tee |  | Beerwah |  | NA | 1033 | 1033 | 1033 | 1033 | 1033 | 117 | 120 | 119 | 119 | 120 | 0.99 | 0.99 | 0.99 | 0.99 | 0.99 | [10 empty] | Urban | Urban | Urban | Urban | Urban | Yes | Yes | Yes | Yes | Yes | 1033 | 1033 | 1033 | 1033 | 1033 | [15 empty] | 21 | 21 | 21 | 21 | 21 | NA | NA | NA | NA | NA | [5 empty] | NA | NA | NA | NA | NA | 21 | 21 | 21 | 21 | 21 | [10 empty] | NA | NA | NA | NA | NA
Palmwoods 132 kV | F7189/1 | Palmwoods |  | Image Flat |  | NA | 1052 | 1052 | 1052 | 1052 | 1052 | 128 | 130 | 127 | 132 | 134 | 0.77 | 0.77 | 0.75 | 0.75 | 0.82 | [10 empty] | Urban | Urban | Urban | Urban | Urban | Yes | Yes | Yes | Yes | Yes | 1052 | 1052 | 1052 | 1052 | 1052 | [15 empty] | 17 | 17 | 17 | 17 | 17 | NA | NA | NA | NA | NA | [5 empty] | NA | NA | NA | NA | NA | 17 | 17 | 17 | 17 | 17 | [10 empty] | NA | NA | NA | NA | NA
Palmwoods 132 kV | F7189/2 | Image Flat |  | Cooroy |  | NA | 942 | 942 | 942 | 942 | 942 | 93 | 94 | 98 | 98 | 85 | 0.64 | 0.64 | 0.65 | 0.62 | 0.6 | [10 empty] | Urban | Urban | Urban | Urban | Urban | Yes | Yes | Yes | Yes | Yes | 942 | 942 | 942 | 942 | 942 | [15 empty] | 17 | 17 | 17 | 17 | 17 | NA | NA | NA | NA | NA | [5 empty] | NA | NA | NA | NA | NA | 17 | 17 | 17 | 17 | 17 | [10 empty] | NA | NA | NA | NA | NA
Palmwoods 132 kV | F7189/3 | Image Flat |  | Nambour |  | NA | 833 | 833 | 833 | 833 | 833 | 156 | 157 | 156 | 157 | 157 | 1 | 1 | 1 | 1 | 1 | [10 empty] | Urban | Urban | Urban | Urban | Urban | Yes | Yes | Yes | Yes | Yes | 833 | 833 | 833 | 833 | 833 | [15 empty] | 17 | 17 | 17 | 17 | 17 | NA | NA | NA | NA | NA | [5 empty] | NA | NA | NA | NA | NA | 17 | 17 | 17 | 17 | 17 | [10 empty] | NA | NA | NA | NA | NA
Palmwoods 132 kV | F7298 | Sunrise Hills |  | Noosaville |  | NA | 975 | 975 | 975 | 975 | 975 | 73 | 73 | 73 | 73 | 73 | 1 | 1 | 1 | 1 | 1 | [10 empty] | Urban | Urban | Urban | Urban | Urban | Yes | Yes | Yes | Yes | Yes | 975 | 975 | 975 | 975 | 975 | [15 empty] | 17 | 17 | 17 | 17 | 17 | NA | NA | NA | NA | NA | [5 empty] | NA | NA | NA | NA | NA | 17 | 17 | 17 | 17 | 17 | [10 empty] | NA | NA | NA | NA | NA
Palmwoods 132 kV | F777 | Palmwoods |  | Mooloolaba |  | NA | 1469 | 1469 | 1469 | 1469 | 1469 | 285 | 289 | 291 | 295 | 300 | 1 | 1 | 1 | 1 | 1 | [10 empty] | Urban | Urban | Urban | Urban | Urban | Yes | Yes | Yes | Yes | Yes | 1469 | 1469 | 1469 | 1469 | 1469 | [15 empty] | 17 | 17 | 17 | 17 | 17 | NA | NA | NA | NA | NA | [5 empty] | NA | NA | NA | NA | NA | 17 | 17 | 17 | 17 | 17 | [10 empty] | NA | NA | NA | NA | NA
Palmwoods 132 kV | F778 | Palmwoods |  | Mooloolaba |  | NA | 1469 | 1469 | 1469 | 1469 | 1469 | 285 | 289 | 291 | 295 | 300 | 1 | 1 | 1 | 1 | 1 | [10 empty] | Urban | Urban | Urban | Urban | Urban | Yes | Yes | Yes | Yes | Yes | 1469 | 1469 | 1469 | 1469 | 1469 | [15 empty] | 17 | 17 | 17 | 17 | 17 | NA | NA | NA | NA | NA | [5 empty] | NA | NA | NA | NA | NA | 17 | 17 | 17 | 17 | 17 | [10 empty] | NA | NA | NA | NA | NA
Palmwoods 132 kV | F790 | Sunrise Hills |  | Noosaville |  | NA | 975 | 975 | 975 | 975 | 975 | 74 | 74 | 73 | 73 | 73 | 0.99 | 0.99 | 0.99 | 0.99 | 0.99 | [10 empty] | Urban | Urban | Urban | Urban | Urban | Yes | Yes | Yes | Yes | Yes | 975 | 975 | 975 | 975 | 975 | [15 empty] | 17 | 17 | 17 | 17 | 17 | NA | NA | NA | NA | NA | [5 empty] | NA | NA | NA | NA | NA | 17 | 17 | 17 | 17 | 17 | [10 empty] | NA | NA | NA | NA | NA
Palmwoods 132 kV | F795/1 | Palmwoods |  | Image Flat |  | NA | 1052 | 1052 | 1052 | 1052 | 1052 | 128 | 130 | 127 | 132 | 134 | 0.77 | 0.77 | 0.75 | 0.75 | 0.81 | [10 empty] | Urban | Urban | Urban | Urban | Urban | Yes | Yes | Yes | Yes | Yes | 1052 | 1052 | 1052 | 1052 | 1052 | [15 empty] | 17 | 17 | 17 | 17 | 17 | NA | NA | NA | NA | NA | [5 empty] | NA | NA | NA | NA | NA | 17 | 17 | 17 | 17 | 17 | [10 empty] | NA | NA | NA | NA | NA
Palmwoods 132 kV | F795/2 | Image Flat |  | Cooroy |  | NA | 942 | 942 | 942 | 942 | 942 | 93 | 95 | 98 | 98 | 85 | 0.64 | 0.64 | 0.65 | 0.62 | 0.6 | [10 empty] | Urban | Urban | Urban | Urban | Urban | Yes | Yes | Yes | Yes | Yes | 942 | 942 | 942 | 942 | 942 | [15 empty] | 17 | 17 | 17 | 17 | 17 | NA | NA | NA | NA | NA | [5 empty] | NA | NA | NA | NA | NA | 17 | 17 | 17 | 17 | 17 | [10 empty] | NA | NA | NA | NA | NA
Palmwoods 132 kV | F795/3 | Image Flat |  | Nambour |  | NA | 833 | 833 | 833 | 833 | 833 | 156 | 157 | 156 | 157 | 157 | 1 | 1 | 1 | 1 | 1 | [10 empty] | Urban | Urban | Urban | Urban | Urban | Yes | Yes | Yes | Yes | Yes | 833 | 833 | 833 | 833 | 833 | [15 empty] | 17 | 17 | 17 | 17 | 17 | NA | NA | NA | NA | NA | [5 empty] | NA | NA | NA | NA | NA | 17 | 17 | 17 | 17 | 17 | [10 empty] | NA | NA | NA | NA | NA
Palmwoods 132 kV | F796 | Cooroy |  | Sunrise Hills |  | NA | 949 | 949 | 949 | 949 | 949 | 252 | 258 | 254 | 255 | 254 | 0.97 | 0.97 | 0.97 | 0.97 | 0.97 | [10 empty] | Urban | Urban | Urban | Urban | Urban | Yes | Yes | Yes | Yes | Yes | 949 | 949 | 949 | 949 | 949 | [15 empty] | 17 | 17 | 17 | 17 | 17 | NA | NA | NA | NA | NA | [5 empty] | NA | NA | NA | NA | NA | 17 | 17 | 17 | 17 | 17 | [10 empty] | NA | NA | NA | NA | NA
Palmwoods 132 kV | F797 | Cooroy |  | Sunrise Hills |  | NA | 975 | 975 | 975 | 975 | 975 | 252 | 258 | 255 | 255 | 255 | 0.97 | 0.97 | 0.97 | 0.97 | 0.97 | [10 empty] | Urban | Urban | Urban | Urban | Urban | Yes | Yes | Yes | Yes | Yes | 975 | 975 | 975 | 975 | 975 | [15 empty] | 17 | 17 | 17 | 17 | 17 | NA | NA | NA | NA | NA | [5 empty] | NA | NA | NA | NA | NA | 17 | 17 | 17 | 17 | 17 | [10 empty] | NA | NA | NA | NA | NA
Palmwoods 132 kV | F803 | Mooloolaba |  | Caloundra |  | NA | 975 | 975 | 975 | 975 | 975 | 193 | 197 | 198 | 201 | 205 | 0.98 | 0.98 | 0.98 | 0.98 | 0.98 | [10 empty] | Urban | Urban | Urban | Urban | Urban | Yes | Yes | Yes | Yes | Yes | 975 | 975 | 975 | 975 | 975 | [15 empty] | 17 | 17 | 17 | 17 | 17 | NA | NA | NA | NA | NA | [5 empty] | NA | NA | NA | NA | NA | 17 | 17 | 17 | 17 | 17 | [10 empty] | NA | NA | NA | NA | NA
Palmwoods 132 kV | F804 | Caloundra |  | Currimundi |  | NA | 975 | 975 | 975 | 975 | 975 | 30 | 30 | 30 | 31 | 32 | 0.98 | 0.98 | 0.98 | 0.98 | 0.98 | [10 empty] | Urban | Urban | Urban | Urban | Urban | Yes | Yes | Yes | Yes | Yes | 975 | 975 | 975 | 975 | 975 | [15 empty] | 17 | 17 | 17 | 17 | 17 | NA | NA | NA | NA | NA | [5 empty] | NA | NA | NA | NA | NA | 17 | 17 | 17 | 17 | 17 | [10 empty] | NA | NA | NA | NA | NA
Palmwoods 132 kV | F815 | Mooloolaba |  | Alexandra Headlands |  | NA | 975 | 975 | 975 | 975 | 975 | 60 | 61 | 63 | 65 | 66 | 0.68 | 0.69 | 0.7 | 0.7 | 0.7 | [10 empty] | Urban | Urban | Urban | Urban | Urban | Yes | Yes | Yes | Yes | Yes | 975 | 975 | 975 | 975 | 975 | [15 empty] | 17 | 17 | 17 | 17 | 17 | NA | NA | NA | NA | NA | [5 empty] | NA | NA | NA | NA | NA | 17 | 17 | 17 | 17 | 17 | [10 empty] | NA | NA | NA | NA | NA
Palmwoods 132 kV | F816 | Mooloolaba |  | West Maroochydore |  | NA | 975 | 975 | 975 | 975 | 975 | 94 | 95 | 95 | 97 | 98 | 0.91 | 0.92 | 0.92 | 0.92 | 0.93 | [10 empty] | Urban | Urban | Urban | Urban | Urban | Yes | Yes | Yes | Yes | Yes | 975 | 975 | 975 | 975 | 975 | [15 empty] | 17 | 17 | 17 | 17 | 17 | NA | NA | NA | NA | NA | [5 empty] | NA | NA | NA | NA | NA | 17 | 17 | 17 | 17 | 17 | [10 empty] | NA | NA | NA | NA | NA
Palmwoods 132 kV | F819 | Mooloolaba |  | Kawana |  | NA | 894 | 894 | 894 | 894 | 894 | 268 | 273 | 274 | 278 | 283 | 0.99 | 0.99 | 0.99 | 0.99 | 0.99 | [10 empty] | Urban | Urban | Urban | Urban | Urban | Yes | Yes | Yes | Yes | Yes | 894 | 894 | 894 | 894 | 894 | [15 empty] | 17 | 17 | 17 | 17 | 17 | NA | NA | NA | NA | NA | [5 empty] | NA | NA | NA | NA | NA | 17 | 17 | 17 | 17 | 17 | [10 empty] | NA | NA | NA | NA | NA
Palmwoods 132 kV | F821 | West Maroochydore |  | Alexandra Headlands |  | NA | 975 | 975 | 975 | 975 | 975 | 193 | 197 | 200 | 205 | 209 | 1 | 1 | 1 | 1 | 1 | [10 empty] | Urban | Urban | Urban | Urban | Urban | Yes | Yes | Yes | Yes | Yes | 975 | 975 | 975 | 975 | 975 | [15 empty] | 17 | 17 | 17 | 17 | 17 | NA | NA | NA | NA | NA | [5 empty] | NA | NA | NA | NA | NA | 17 | 17 | 17 | 17 | 17 | [10 empty] | NA | NA | NA | NA | NA
Palmwoods 132 kV | F844 | Kawana |  | Birtinya |  | NA | 975 | 975 | 975 | 975 | 975 | 177 | 181 | 182 | 186 | 190 | 1 | 1 | 1 | 1 | 1 | [10 empty] | Urban | Urban | Urban | Urban | Urban | Yes | Yes | Yes | Yes | Yes | 975 | 975 | 975 | 975 | 975 | [15 empty] | 17 | 17 | 17 | 17 | 17 | NA | NA | NA | NA | NA | [5 empty] | NA | NA | NA | NA | NA | 17 | 17 | 17 | 17 | 17 | [10 empty] | NA | NA | NA | NA | NA
Palmwoods 132 kV | F851 | Birtinya |  | Currimundi |  | NA | 975 | 975 | 975 | 975 | 975 | 108 | 111 | 112 | 115 | 118 | 1 | 1 | 1 | 1 | 1 | [10 empty] | Urban | Urban | Urban | Urban | Urban | Yes | Yes | Yes | Yes | Yes | 975 | 975 | 975 | 975 | 975 | [15 empty] | 17 | 17 | 17 | 17 | 17 | NA | NA | NA | NA | NA | [5 empty] | NA | NA | NA | NA | NA | 17 | 17 | 17 | 17 | 17 | [10 empty] | NA | NA | NA | NA | NA
Palmwoods 132 kV | F845 | Palmwoods |  | West Maroochydore |  | NA | 1376 | 1376 | 1376 | 1376 | 1376 | 207 | 211 | 211 | 215 | 218 | 1 | 1 | 1 | 1 | 1 | [10 empty] | Urban | Urban | Urban | Urban | Urban | Yes | Yes | Yes | Yes | Yes | 1376 | 1376 | 1376 | 1376 | 1376 | [15 empty] | 17 | 17 | 17 | 17 | 17 | NA | NA | NA | NA | NA | [5 empty] | NA | NA | NA | NA | NA | 17 | 17 | 17 | 17 | 17 | [10 empty] | NA | NA | NA | NA | NA
Palmwoods 132 kV | F846 | Palmwoods |  | West Maroochydore |  | NA | 1376 | 1376 | 1376 | 1376 | 1376 | 207 | 211 | 211 | 215 | 218 | 1 | 1 | 1 | 1 | 1 | [10 empty] | Urban | Urban | Urban | Urban | Urban | Yes | Yes | Yes | Yes | Yes | 1376 | 1376 | 1376 | 1376 | 1376 | [15 empty] | 17 | 17 | 17 | 17 | 17 | NA | NA | NA | NA | NA | [5 empty] | NA | NA | NA | NA | NA | 17 | 17 | 17 | 17 | 17 | [10 empty] | NA | NA | NA | NA | NA
Rocklea | F817 | Rocklea |  | Archerfield |  | NA | 1220 | 1220 | 1220 | 1220 | 1220 | 137 | 139 | 138 | 138 | 138 | 0.96 | 0.96 | 0.96 | 0.96 | 0.96 | [10 empty] | Urban | Urban | Urban | Urban | Urban | Yes | Yes | Yes | Yes | Yes | 1220 | 1220 | 1220 | 1220 | 1220 | [15 empty] | 21 | 21 | 21 | 21 | 21 | NA | NA | NA | NA | NA | [5 empty] | NA | NA | NA | NA | NA | 21 | 21 | 21 | 21 | 21 | [10 empty] | NA | NA | NA | NA | NA
Rocklea | F818 | Rocklea |  | Archerfield |  | NA | 1220 | 1220 | 1220 | 1220 | 1220 | 137 | 139 | 138 | 138 | 138 | 0.96 | 0.96 | 0.96 | 0.96 | 0.96 | [10 empty] | Urban | Urban | Urban | Urban | Urban | Yes | Yes | Yes | Yes | Yes | 1220 | 1220 | 1220 | 1220 | 1220 | [15 empty] | 21 | 21 | 21 | 21 | 21 | NA | NA | NA | NA | NA | [5 empty] | NA | NA | NA | NA | NA | 21 | 21 | 21 | 21 | 21 | [10 empty] | NA | NA | NA | NA | NA
South Pine | F7337 | Nudgee |  | Myrtletown |  | NA | 1171 | 1171 | 1171 | 1171 | 1171 | 107 | 116 | 115 | 115 | 115 | 1 | 1 | 1 | 1 | 1 | [10 empty] | High Sec | High Sec | High Sec | High Sec | High Sec | Yes | Yes | Yes | Yes | Yes | 1171 | 1171 | 1171 | 1171 | 1171 | [15 empty] | NA | NA | NA | NA | NA | NA | NA | NA | NA | NA | [5 empty] | NA | NA | NA | NA | NA | NA | NA | NA | NA | NA | [10 empty] | NA | NA | NA | NA | NA
South Pine | F7338 | Nudgee |  | Myrtletown |  | NA | 1171 | 1171 | 1171 | 1171 | 1171 | 107 | 116 | 115 | 115 | 115 | 1 | 1 | 1 | 1 | 1 | [10 empty] | High Sec | High Sec | High Sec | High Sec | High Sec | Yes | Yes | Yes | Yes | Yes | 1171 | 1171 | 1171 | 1171 | 1171 | [15 empty] | NA | NA | NA | NA | NA | NA | NA | NA | NA | NA | [5 empty] | NA | NA | NA | NA | NA | NA | NA | NA | NA | NA | [10 empty] | NA | NA | NA | NA | NA
South Pine | F7341 | South Pine |  | Nudgee |  | NA | 1663 | 1663 | 1663 | 1663 | 1663 | 515 | 542 | 549 | 553 | 555 | 1 | 1 | 1 | 1 | 1 | [10 empty] | Urban | Urban | Urban | Urban | Urban | Yes | Yes | Yes | Yes | Yes | 1663 | 1663 | 1663 | 1663 | 1663 | [15 empty] | 21 | 21 | 21 | 21 | 21 | NA | NA | NA | NA | NA | [5 empty] | NA | NA | NA | NA | NA | 21 | 21 | 21 | 21 | 21 | [10 empty] | NA | NA | NA | NA | NA
South Pine | F7342 | South Pine |  | Nudgee |  | NA | 1663 | 1663 | 1663 | 1663 | 1663 | 516 | 542 | 550 | 554 | 556 | 1 | 1 | 1 | 1 | 1 | [10 empty] | Urban | Urban | Urban | Urban | Urban | Yes | Yes | Yes | Yes | Yes | 1663 | 1663 | 1663 | 1663 | 1663 | [15 empty] | 21 | 21 | 21 | 21 | 21 | NA | NA | NA | NA | NA | [5 empty] | NA | NA | NA | NA | NA | 21 | 21 | 21 | 21 | 21 | [10 empty] | NA | NA | NA | NA | NA
South Pine | F7344 | South Pine |  | Griffin |  | NA | 1293 | 1293 | 1293 | 1293 | 1293 | 237 | 248 | 245 | 250 | 260 | 0.99 | 0.99 | 0.99 | 0.99 | 0.99 | [10 empty] | Urban | Urban | Urban | Urban | Urban | Yes | Yes | Yes | Yes | Yes | 1293 | 1293 | 1293 | 1293 | 1293 | [15 empty] | 21 | 21 | 21 | 21 | 21 | NA | NA | NA | NA | NA | [5 empty] | NA | NA | NA | NA | NA | 21 | 21 | 21 | 21 | 21 | [10 empty] | NA | NA | NA | NA | NA
South Pine | F7345 | South Pine |  | Griffin |  | NA | 1293 | 1293 | 1293 | 1293 | 1293 | 237 | 248 | 245 | 250 | 260 | 0.99 | 0.99 | 0.99 | 0.99 | 0.99 | [10 empty] | Urban | Urban | Urban | Urban | Urban | Yes | Yes | Yes | Yes | Yes | 1293 | 1293 | 1293 | 1293 | 1293 | [15 empty] | 21 | 21 | 21 | 21 | 21 | NA | NA | NA | NA | NA | [5 empty] | NA | NA | NA | NA | NA | 21 | 21 | 21 | 21 | 21 | [10 empty] | NA | NA | NA | NA | NA
South Pine | F7358 | Griffin |  | Hays Inlet |  | NA | 1600 | 1600 | 1600 | 1600 | 1600 | 216 | 218 | 211 | 213 | 221 | 0.99 | 0.98 | 0.99 | 0.99 | 0.98 | [10 empty] | Urban | Urban | Urban | Urban | Urban | Yes | Yes | Yes | Yes | Yes | 1600 | 1600 | 1600 | 1600 | 1600 | [15 empty] | 21 | 21 | 21 | 21 | 21 | NA | NA | NA | NA | NA | [5 empty] | NA | NA | NA | NA | NA | 21 | 21 | 21 | 21 | 21 | [10 empty] | NA | NA | NA | NA | NA
South Pine | F737/1 | South Pine |  | Bunyaville |  | NA | 1164 | 1164 | 1164 | 1164 | 1164 | 347 | 350 | 347 | 349 | 348 | 0.99 | 0.99 | 0.99 | 0.99 | 0.99 | [10 empty] | Urban | Urban | Urban | Urban | Urban | Yes | Yes | Yes | Yes | Yes | 1164 | 1164 | 1164 | 1164 | 1164 | [15 empty] | 21 | 21 | 21 | 21 | 21 | NA | NA | NA | NA | NA | [5 empty] | NA | NA | NA | NA | NA | 21 | 21 | 21 | 21 | 21 | [10 empty] | NA | NA | NA | NA | NA
South Pine | F737/2 | Bunyaville |  | Stafford |  | NA | 1370 | 1370 | 1370 | 1370 | 1370 | 350 | 354 | 351 | 352 | 352 | 0.99 | 0.99 | 0.99 | 0.99 | 0.99 | [10 empty] | Urban | Urban | Urban | Urban | Urban | Yes | Yes | Yes | Yes | Yes | 1370 | 1370 | 1370 | 1370 | 1370 | [15 empty] | 21 | 21 | 21 | 21 | 21 | NA | NA | NA | NA | NA | [5 empty] | NA | NA | NA | NA | NA | 21 | 21 | 21 | 21 | 21 | [10 empty] | NA | NA | NA | NA | NA
South Pine | F738/1 | South Pine |  | Bunyaville |  | NA | 1164 | 1164 | 1164 | 1164 | 1164 | 347 | 350 | 347 | 349 | 348 | 0.99 | 0.99 | 0.99 | 0.99 | 0.99 | [10 empty] | Urban | Urban | Urban | Urban | Urban | Yes | Yes | Yes | Yes | Yes | 1164 | 1164 | 1164 | 1164 | 1164 | [15 empty] | 21 | 21 | 21 | 21 | 21 | NA | NA | NA | NA | NA | [5 empty] | NA | NA | NA | NA | NA | 21 | 21 | 21 | 21 | 21 | [10 empty] | NA | NA | NA | NA | NA
South Pine | F738/2 | Bunyaville B |  | Stafford |  | NA | 1370 | 1370 | 1370 | 1370 | 1370 | 350 | 354 | 351 | 352 | 352 | 0.99 | 0.99 | 0.99 | 0.99 | 0.99 | [10 empty] | Urban | Urban | Urban | Urban | Urban | Yes | Yes | Yes | Yes | Yes | 1370 | 1370 | 1370 | 1370 | 1370 | [15 empty] | 21 | 21 | 21 | 21 | 21 | NA | NA | NA | NA | NA | [5 empty] | NA | NA | NA | NA | NA | 21 | 21 | 21 | 21 | 21 | [10 empty] | NA | NA | NA | NA | NA
South Pine | F739 | South Pine |  | Bald Hills |  | NA | 1600 | 1600 | 1600 | 1600 | 1600 | 198 | 199 | 196 | 196 | 196 | 0.99 | 0.99 | 0.99 | 0.99 | 0.99 | [10 empty] | Urban | Urban | Urban | Urban | Urban | Yes | Yes | Yes | Yes | Yes | 1600 | 1600 | 1600 | 1600 | 1600 | [15 empty] | 21 | 21 | 21 | 21 | 21 | NA | NA | NA | NA | NA | [5 empty] | NA | NA | NA | NA | NA | 21 | 21 | 21 | 21 | 21 | [10 empty] | NA | NA | NA | NA | NA
South Pine | F740 | South Pine |  | Sandgate |  | NA | 1600 | 1600 | 1600 | 1600 | 1600 | 191 | 191 | 189 | 189 | 189 | 0.99 | 0.99 | 0.99 | 0.99 | 0.99 | [10 empty] | Urban | Urban | Urban | Urban | Urban | Yes | Yes | Yes | Yes | Yes | 1600 | 1600 | 1600 | 1600 | 1600 | [15 empty] | 21 | 21 | 21 | 21 | 21 | NA | NA | NA | NA | NA | [5 empty] | NA | NA | NA | NA | NA | 21 | 21 | 21 | 21 | 21 | [10 empty] | NA | NA | NA | NA | NA
South Pine | F741 | South Pine |  | Hays Inlet |  | NA | 904 | 904 | 904 | 904 | 904 | 245 | 239 | 241 | 244 | 243 | 0.98 | 0.99 | 0.98 | 0.98 | 0.99 | [10 empty] | Urban | Urban | Urban | Urban | Urban | Yes | Yes | Yes | Yes | Yes | 904 | 904 | 904 | 904 | 904 | [15 empty] | 21 | 21 | 21 | 21 | 21 | NA | NA | NA | NA | NA | [5 empty] | NA | NA | NA | NA | NA | 21 | 21 | 21 | 21 | 21 | [10 empty] | NA | NA | NA | NA | NA
South Pine | F742 | South Pine |  | Hays Inlet |  | NA | 904 | 904 | 904 | 904 | 904 | 244 | 238 | 240 | 243 | 242 | 0.98 | 0.99 | 0.98 | 0.98 | 0.99 | [10 empty] | Urban | Urban | Urban | Urban | Urban | Yes | Yes | Yes | Yes | Yes | 904 | 904 | 904 | 904 | 904 | [15 empty] | 21 | 21 | 21 | 21 | 21 | NA | NA | NA | NA | NA | [5 empty] | NA | NA | NA | NA | NA | 21 | 21 | 21 | 21 | 21 | [10 empty] | NA | NA | NA | NA | NA
South Pine | F7299 | South Pine |  | Brendale |  | NA | 1336 | 1336 | 1336 | 1336 | 1336 | 239 | 242 | 240 | 242 | 242 | 1 | 1 | 1 | 1 | 1 | [10 empty] | Urban | Urban | Urban | Urban | Urban | Yes | Yes | Yes | Yes | Yes | 1336 | 1336 | 1336 | 1336 | 1336 | [15 empty] | 21 | 21 | 21 | 21 | 21 | NA | NA | NA | NA | NA | [5 empty] | NA | NA | NA | NA | NA | 21 | 21 | 21 | 21 | 21 | [10 empty] | NA | NA | NA | NA | NA
South Pine | F743 | South Pine |  | Brendale |  | NA | 785 | 785 | 785 | 785 | 785 | 239 | 242 | 240 | 242 | 242 | 1 | 1 | 1 | 1 | 1 | [10 empty] | Urban | Urban | Urban | Urban | Urban | Yes | Yes | Yes | Yes | Yes | 785 | 785 | 785 | 785 | 785 | [15 empty] | 21 | 21 | 21 | 21 | 21 | NA | NA | NA | NA | NA | [5 empty] | NA | NA | NA | NA | NA | 21 | 21 | 21 | 21 | 21 | [10 empty] | NA | NA | NA | NA | NA
South Pine | F744 | South Pine |  | Brendale |  | NA | 785 | 785 | 785 | 785 | 785 | 239 | 242 | 240 | 242 | 242 | 1 | 1 | 1 | 1 | 1 | [10 empty] | Urban | Urban | Urban | Urban | Urban | Yes | Yes | Yes | Yes | Yes | 785 | 785 | 785 | 785 | 785 | [15 empty] | 21 | 21 | 21 | 21 | 21 | NA | NA | NA | NA | NA | [5 empty] | NA | NA | NA | NA | NA | 21 | 21 | 21 | 21 | 21 | [10 empty] | NA | NA | NA | NA | NA
South Pine | F745/1 | South Pine |  | Moodlu |  | NA | 1064 | 1064 | 1064 | 1064 | 1064 | 211 | 215 | 210 | 212 | 229 | 0.98 | 0.97 | 0.97 | 0.99 | 0.98 | [10 empty] | Urban | Urban | Urban | Urban | Urban | Yes | Yes | Yes | Yes | Yes | 1064 | 1064 | 1064 | 1064 | 1064 | [15 empty] | 21 | 21 | 21 | 21 | 21 | NA | NA | NA | NA | NA | [5 empty] | NA | NA | NA | NA | NA | 21 | 21 | 21 | 21 | 21 | [10 empty] | NA | NA | NA | NA | NA
South Pine | F746/1 | South Pine |  | Moodlu |  | NA | 1064 | 1064 | 1064 | 1064 | 1064 | 211 | 215 | 211 | 212 | 229 | 0.98 | 0.97 | 0.97 | 0.99 | 0.98 | [10 empty] | Urban | Urban | Urban | Urban | Urban | Yes | Yes | Yes | Yes | Yes | 1064 | 1064 | 1064 | 1064 | 1064 | [15 empty] | 21 | 21 | 21 | 21 | 21 | NA | NA | NA | NA | NA | [5 empty] | NA | NA | NA | NA | NA | 21 | 21 | 21 | 21 | 21 | [10 empty] | NA | NA | NA | NA | NA
South Pine | F831 | Bald Hills |  | Sandgate |  | NA | 1600 | 1600 | 1600 | 1600 | 1600 | 179 | 180 | 177 | 178 | 177 | 0.99 | 0.99 | 0.99 | 0.99 | 0.99 | [10 empty] | Urban | Urban | Urban | Urban | Urban | Yes | Yes | Yes | Yes | Yes | 1600 | 1600 | 1600 | 1600 | 1600 | [15 empty] | 21 | 21 | 21 | 21 | 21 | NA | NA | NA | NA | NA | [5 empty] | NA | NA | NA | NA | NA | 21 | 21 | 21 | 21 | 21 | [10 empty] | NA | NA | NA | NA | NA
South Pine | F912 | Nudgee |  | Meeandah |  | NA | 491 | 491 | 491 | 491 | 491 | 97 | 97 | 99 | 101 | 103 | 0.99 | 0.99 | 0.99 | 0.99 | 0.99 | [10 empty] | Urban | Urban | Urban | Urban | Urban | Yes | Yes | Yes | Yes | Yes | 491 | 491 | 491 | 491 | 491 | [15 empty] | 21 | 21 | 21 | 21 | 21 | NA | NA | NA | NA | NA | [5 empty] | NA | NA | NA | NA | NA | 21 | 21 | 21 | 21 | 21 | [10 empty] | NA | NA | NA | NA | NA
South Pine | F913 | Nudgee |  | Meeandah |  | NA | 491 | 491 | 491 | 491 | 491 | 97 | 97 | 99 | 101 | 103 | 0.99 | 0.99 | 0.99 | 0.99 | 0.99 | [10 empty] | Urban | Urban | Urban | Urban | Urban | Yes | Yes | Yes | Yes | Yes | 491 | 491 | 491 | 491 | 491 | [15 empty] | 21 | 21 | 21 | 21 | 21 | NA | NA | NA | NA | NA | [5 empty] | NA | NA | NA | NA | NA | 21 | 21 | 21 | 21 | 21 | [10 empty] | NA | NA | NA | NA | NA
Woolooga 132 kV | F7186 | Cooran |  | Cooroy |  | NA | 963 | 963 | 963 | 963 | 963 | 275 | 279 | 281 | 280 | 267 | 0.91 | 0.91 | 0.91 | 0.91 | 0.91 | [10 empty] | Rural | Rural | Rural | Rural | Rural | Yes | Yes | Yes | Yes | Yes | 963 | 963 | 963 | 963 | 963 | [15 empty] | 44 | 44 | 44 | 44 | 44 | NA | NA | NA | NA | NA | [5 empty] | NA | NA | NA | NA | NA | 44 | 44 | 44 | 44 | 44 | [10 empty] | NA | NA | NA | NA | NA
Woolooga 132 kV | F7343 | Traveston |  | Cooran |  | NA | 963 | 963 | 963 | 963 | 963 | 302 | 306 | 308 | 306 | 294 | 0.93 | 0.94 | 0.94 | 0.93 | 0.94 | [10 empty] | Rural | Rural | Rural | Rural | Rural | Yes | Yes | Yes | Yes | Yes | 963 | 963 | 963 | 963 | 963 | [15 empty] | 44 | 44 | 44 | 44 | 44 | NA | NA | NA | NA | NA | [5 empty] | NA | NA | NA | NA | NA | 44 | 44 | 44 | 44 | 44 | [10 empty] | NA | NA | NA | NA | NA
Woolooga 132 kV | F747/1 | Gympie |  | Traveston |  | NA | 963 | 963 | 963 | 963 | 963 | 316 | 321 | 322 | 321 | 309 | 0.95 | 0.95 | 0.95 | 0.95 | 0.95 | [10 empty] | Rural | Rural | Rural | Rural | Rural | Yes | Yes | Yes | Yes | Yes | 963 | 963 | 963 | 963 | 963 | [15 empty] | 44 | 44 | 44 | 44 | 44 | NA | NA | NA | NA | NA | [5 empty] | NA | NA | NA | NA | NA | 44 | 44 | 44 | 44 | 44 | [10 empty] | NA | NA | NA | NA | NA
Woolooga 132 kV | F747/2 | Woolooga |  | Gympie |  | NA | 983 | 983 | 983 | 983 | 983 | 481 | 486 | 485 | 483 | 471 | 1 | 1 | 1 | 1 | 1 | [10 empty] | Rural | Rural | Rural | Rural | Rural | Yes | Yes | Yes | Yes | Yes | 983 | 983 | 983 | 983 | 983 | [15 empty] | 44 | 44 | 44 | 44 | 44 | NA | NA | NA | NA | NA | [5 empty] | NA | NA | NA | NA | NA | 44 | 44 | 44 | 44 | 44 | [10 empty] | NA | NA | NA | NA | NA
Woolooga 132 kV | F748/1 | Gympie |  | Cooroy |  | NA | 963 | 963 | 963 | 963 | 963 | 386 | 392 | 393 | 392 | 377 | 0.95 | 0.95 | 0.95 | 0.95 | 0.95 | [10 empty] | Rural | Rural | Rural | Rural | Rural | Yes | Yes | Yes | Yes | Yes | 963 | 963 | 963 | 963 | 963 | [15 empty] | 44 | 44 | 44 | 44 | 44 | NA | NA | NA | NA | NA | [5 empty] | NA | NA | NA | NA | NA | 44 | 44 | 44 | 44 | 44 | [10 empty] | NA | NA | NA | NA | NA
Woolooga 132 kV | F748/2 | Woolooga |  | Gympie |  | NA | 983 | 983 | 983 | 983 | 983 | 498 | 504 | 503 | 501 | 488 | 0.99 | 0.99 | 0.99 | 0.99 | 0.99 | [10 empty] | Rural | Rural | Rural | Rural | Rural | Yes | Yes | Yes | Yes | Yes | 983 | 983 | 983 | 983 | 983 | [15 empty] | 44 | 44 | 44 | 44 | 44 | NA | NA | NA | NA | NA | [5 empty] | NA | NA | NA | NA | NA | 44 | 44 | 44 | 44 | 44 | [10 empty] | NA | NA | NA | NA | NA