## Disclaimer
Transmission and Subtransmission Limitations and Proposed Solutions
(Ergon Energy Distribution Annual Planning Report 2023)
This workbook forms part of the Ergon Energy Distribution Annual Planning Report 2023 (DAPR) and should be read in conjunction with the report document.
Readers are encouraged to take into account the details and content portrayed in the ‘Introduction & Notes’ section of this workbook when reviewing the associated data.
Disclaimer
Ergon Energy’s Distribution Annual Planning Report (DAPR) is prepared and made available solely for information purposes. While care was taken in the preparation of the information in the DAPR, and it is provided in good faith, Ergon Energy accepts no responsibility or liability (including without limitation, liability to any person by reason of negligence or negligent mis-statement) for any loss or damage that may be incurred by any person acting in reliance on this information or assumptions drawn from it, except to the extent that liability under any applicable Queensland or Commonwealth of Australia statute cannot be excluded.
It contains assumptions regarding, among other things, economic growth and load forecasts which may or may not prove to be correct. The forecasts included in the DAPR involve subjective judgements and analysis which are subject to significant uncertainties and contingencies, many of which are out of the control of Ergon Energy. Ergon Energy makes no representation or warranty as to the accuracy, reliability, completeness or suitability for any particular purpose of the information in this document. All information should be independently investigated, reviewed, analysed and verified, and must not be relied upon in connection with any investment proposal or decision. The information contained in the DAPR is subject to annual review. Ergon Energy is obligated to publish future editions by 31st December, in accordance with the National Electricity Rules.
All financials presented in the DAPR or within this document are correct at the time of writing and represent the existing organisational accounting treatment, which may be subject to change. Energy Queensland is finalising the alignment of its Cost Allocation Methodology between Ergon Energy and Energex, potentially impacting the treatment of some Capital and Operational Project costs.
All presented project costings and milestones (as of September 2023) are subject to change.

## Introduction & Notes
Transmission and Subtransmission Limitations and Proposed Solutions
(Ergon Energy Distribution Annual Planning Report 2023)
This workbook provides 5 year forecast Transmission and Subtransmission limitations and proposed solutions in the Ergon Energy network.
This workbook forms part of the Ergon Energy Distribution Annual Planning Report 2023 (DAPR) and should be read in conjunction with the report document.
NOTE: All financials presented in this document are correct at the time of writing and represent the existing organisational accounting treatment, which may be subject to change. Energy Queensland is still finalising the alignment of its Cost Allocation Methodology between Ergon and Energex, potentially impacting the treatment of some Capital and Operational Project costs. Forecast data is subject to ongoing variation due to COVID 19 impacts.
Field | Notes
Constraint primary driver | Categories prescribed by AER: Capacity, Reliability, Asset condition, Performance, Safety, Environment, Power quality, Voltage - also added an additional category Safety Net, which is a combination of Capacity and Reliability
Location of constraint (start) | Location of substation
Location of constraint (end) | Location of substation
Asset ID | Subtransmission Asset ID
Network Element | Categories prescribed by AER: Transmission connection point, Zone substation, Sub-transmission line, Feeder
Residential customers affected | The total number of residential customers supplied by the asset.
% of Residential customers affected | Given current limitations for this analysis in the Ergon Energy network, this was set equal to 100% in all cases
Asset rating (MVA) | Normal cyclic rating of substations or feeders in MVA, calculated based on nominal voltage.
Asset rating (MW) | Normal cyclic rating of substations or feeders in MVA, calculated based on nominal voltage. Since asset thermal rating is not voltage dependent, the rating in MW is made the same as the rating in MVA.
10% PoE Forecast Demand (MVA) | Forecast 10% PoE demand in MVA
50% PoE Forecast Demand (MVA) | Forecast 50% PoE demand in MVA
10% PoE Forecast Demand (MW) | Forecast 10% PoE demand in MW
50% PoE Forecast Demand (MW) | Forecast 50% PoE demand in MW
Voltage level (kV) | Primary and secondary voltage of the substation
Maximum Load at Risk and Energy at Risk - For Capacity and Voltage driven projects | Not currently able to be supplied due to issues regarding to Safety Net
Maximum Load at Risk and Energy at Risk - For Asset Condition driven projects | Calculated when substations loads exceeded plant ratings
Preferred network investment | A possible network investment option that can mitigate the identified limitation.
Preferred network investment capital cost | Estimated capital cost of the possible network investment option.
Preferred annual network investment operating cost | Calculated 1.5%
Preferred network investment cost accuracy (+%) | 40% accuracy
Preferred network investment cost accuracy (-%) | 40% accuracy
Proposed timing | Proposed timing of the network investment option.
Demand reduction required to defer investment by 1 year (MVA) | The load reduction required to enable Ergon Energy to meet the prescribed network security standards for the network element if the proposed timing is deferred by 1 year.
Demand reduction required to defer investment by 1 year (MW) | The load reduction required to enable Ergon Energy to meet the prescribed network security standards for the network element if the proposed timing is deferred by 1 year.
Annual deferral value | Calculated when demand reduction was an option
Load transfer capability (MVA) | Available capacity to temporarily de-load the network asset to adjacent network, this includes automated, remote and manual load transfer schemes.
Load transfer capability (MW) | Available capacity to temporarily de-load the network asset to adjacent network, this includes automated, remote and manual load transfer schemes.
Emergency generation (MVA) | The capacity of contracted embedded generators to provide network support.
Emergency generation (MW) | The capacity of contracted embedded generators to provide network support.
Historic use of existing emergency response (MW) | Uncleansed 30-minute interval recorded contracted embedded generation data for the past 3 years.
Historic load trace | Uncleansed 30-minute interval recorded load data for the past 3 years. Where the data is recorded in Amps, it is converted to MVA using the nominal voltage level.
Historic asset rating (MVA) | Normal cyclic rating of substations or feeders in MVA, calculated based on nominal voltage.
Ergon Energy comment: | Additional comments on the limitations.
Status of network investment | Shows whether the proposed network investment option is committed or not committed.

## Limitations
AER Rule | Field Name |  | Limitation 1
DT001 | Constraint primary driver |  | Asset Condition
DT002 | Location of constraint (start) |  | -20.712336, 140.403695
DT003 | Location of constraint (end) |  | -20.688878, 140.501303
DT004 | Asset ID |  | DR-CC-1; MAKA-CHUM; DURO-CHUM
DT005 | Network Element |  | Subtransmission Lines (DR-CC-1; MAKA-CHUM; DURO-CHUM)
DT006 | Residential customers affected |  | 1055
DT006_a | % of Residential customers affected (%) |  | 100%
DT007 | Asset rating (MVA) | 2024 | 9.5
|  | 2025 | 9.5
|  | 2026 | 9.5
|  | 2027 | 9.5
|  | 2028 | 9.5
DT007_a | Asset rating (MW) | 2024 | 9.5
|  | 2025 | 9.5
|  | 2026 | 9.5
|  | 2027 | 9.5
|  | 2028 | 9.5
DT008 | 10% PoE Forecast Demand (MVA) | 2024 | 7.53
|  | 2025 | 7.43
|  | 2026 | 7.35
|  | 2027 | 7.34
|  | 2028 | 7.36
| 50% PoE Forecast Demand (MVA) | 2024 | 7.16
|  | 2025 | 7.05
|  | 2026 | 6.98
|  | 2027 | 6.96
|  | 2028 | 6.99
DT008_a | 10% PoE Forecast Demand (MW) | 2024 | 7.47
|  | 2025 | 7.37
|  | 2026 | 7.29
|  | 2027 | 7.28
|  | 2028 | 7.3
| 50% PoE Forecast Demand (MW) | 2024 | 7.09
|  | 2025 | 7
|  | 2026 | 6.93
|  | 2027 | 6.9
|  | 2028 | 6.93
DT009 | Voltage level (kV) |  | 66
DT010 | Maximum Load at risk (MW) | 2024 | 7.47
|  | 2025 | 7.37
|  | 2026 | 7.29
|  | 2027 | 7.28
|  | 2028 | 7.3
DT011 | Energy at risk (MWh) | 2024 | 26640.962
|  | 2025 | 26284.3226
|  | 2026 | 25650.9654
|  | 2027 | 24998.5312
|  | 2028 | 24429.6222
DT012 | Preferred network investment |  | Install New 220/66/11kV transformer at Chumvale; extend 66kV Bay; decomission 66/11kV transformer and 66kV bay at Duchess Road; convert DR-CC-1 to 11kV; upgrade CHUM-CLON 66kV Feeder
DT013 | Preferred network investment capital cost |  | 9510874
DT013_a | Preferred annual network investment operating cost |  | 142663.11
DT014 | Preferred network investment cost accuracy (+%) |  | 40
DT014_a | Preferred network investment cost accuracy (-%) |  | 40
DT015 | Proposed timing |  | 2027-05-01
DT016 | Demand reduction required to defer investment by 1 year (MVA) |  | N/A
DT016_a | Demand reduction required to defer investment by 1 year (MW) |  | N/A
DT017 | Annual deferral value |  | N/A
DT017 | Load transfer capability (MVA) |  | 0
DT017_a | Load transfer capability (MW) |  | 0
DT018 | Emergency generation (MVA) |  | 1
DT018_a | Emergency generation (MW) |  | 1
DT019 | Historic use of existing emergency response (MVA) |  | N/A
DT019_a | Historic use of existing emergency response (MW) |  | N/A
DT020 | Historic load trace |  | Link to Data
DT021 | Historic asset rating (MVA) |  | Link to Data
DT021_a | Historic asset rating (MW) |  | Link to Data
Ergon comment:
| Project status: |  | Not Comitted

## DURO-CHUM Historic Data
Feeder CHUM-CLON
Date | MVA | MW
2020-06-01 | 1.7148 | 1.7148
2020-06-01 00:30 | 1.682 | 1.682
2020-06-01 01:00 | 1.554 | 1.554
2020-06-01 01:30 | 1.6419 | 1.6419
2020-06-01 02:00 | 1.6076 | 1.6076
2020-06-01 02:30 | 1.4937 | 1.4937
2020-06-01 03:00 | 1.4468 | 1.4468
2020-06-01 03:30 | 1.586 | 1.586
2020-06-01 04:00 | 1.6076 | 1.6076
2020-06-01 04:30 | 1.7202 | 1.7202
2020-06-01 05:00 | 1.8755 | 1.8755
2020-06-01 05:30 | 1.8303 | 1.8303
2020-06-01 06:00 | 2.1434 | 2.1434
2020-06-01 06:30 | 2.3444 | 2.3444
2020-06-01 07:00 | 2.4114 | 2.4114
2020-06-01 07:30 | 2.4731 | 2.4731
2020-06-01 08:00 | 2.4114 | 2.4114
2020-06-01 08:30 | 2.19 | 2.19
2020-06-01 09:00 | 2.197 | 2.197
2020-06-01 09:30 | 1.9566 | 1.9566
2020-06-01 10:00 | 1.7683 | 1.7683
2020-06-01 10:30 | 1.691 | 1.691
2020-06-01 11:00 | 1.554 | 1.554
2020-06-01 11:30 | 1.7356 | 1.7356
2020-06-01 12:00 | 1.6612 | 1.6612
2020-06-01 12:30 | 1.7168 | 1.7168
2020-06-01 13:00 | 1.7683 | 1.7683
2020-06-01 13:30 | 1.7148 | 1.7148
2020-06-01 14:00 | 1.7683 | 1.7683
2020-06-01 14:30 | 1.8755 | 1.8755
2020-06-01 15:00 | 2.0363 | 2.0363
2020-06-01 15:30 | 2.1536 | 2.1536
2020-06-01 16:00 | 2.3578 | 2.3578
2020-06-01 16:30 | 2.3854 | 2.3854
2020-06-01 17:00 | 2.6257 | 2.6257
2020-06-01 17:30 | 2.7812 | 2.7812
2020-06-01 18:00 | 2.8936 | 2.8936
2020-06-01 18:30 | 3.146 | 3.146
2020-06-01 19:00 | 3.108 | 3.108
2020-06-01 19:30 | 2.8959 | 2.8959
2020-06-01 20:00 | 2.6257 | 2.6257
2020-06-01 20:30 | 2.5687 | 2.5687
2020-06-01 21:00 | 2.3578 | 2.3578
2020-06-01 21:30 | 2.3823 | 2.3823
2020-06-01 22:00 | 2.197 | 2.197
2020-06-01 22:30 | 1.9843 | 1.9843
2020-06-01 23:00 | 1.8755 | 1.8755
2020-06-01 23:30 | 1.7717 | 1.7717
2020-06-02 | 1.7683 | 1.7683
2020-06-02 00:30 | 1.6769 | 1.6769
2020-06-02 01:00 | 1.554 | 1.554
2020-06-02 01:30 | 1.5796 | 1.5796
2020-06-02 02:00 | 1.6561 | 1.6561
2020-06-02 02:30 | 1.6148 | 1.6148
2020-06-02 03:00 | 1.554 | 1.554
2020-06-02 03:30 | 1.5679 | 1.5679
2020-06-02 04:00 | 1.554 | 1.554
2020-06-02 04:30 | 1.6612 | 1.6612
2020-06-02 05:00 | 1.7683 | 1.7683
2020-06-02 05:30 | 1.9795 | 1.9795
2020-06-02 06:00 | 2.197 | 2.197
2020-06-02 06:30 | 2.4481 | 2.4481
2020-06-02 07:00 | 2.4114 | 2.4114
2020-06-02 07:30 | 2.6399 | 2.6399
2020-06-02 08:00 | 2.5721 | 2.5721
2020-06-02 08:30 | 2.2083 | 2.2083
2020-06-02 09:00 | 2.0899 | 2.0899
2020-06-02 09:30 | 1.8591 | 1.8591
2020-06-02 10:00 | 1.7683 | 1.7683
2020-06-02 10:30 | 1.6545 | 1.6545
2020-06-02 11:00 | 1.554 | 1.554
2020-06-02 11:30 | 1.4662 | 1.4662
2020-06-02 12:00 | 1.3932 | 1.3932
2020-06-02 12:30 | 1.4961 | 1.4961
2020-06-02 13:00 | 1.3397 | 1.3397
2020-06-02 13:30 | 1.5452 | 1.5452
2020-06-02 14:00 | 1.5009 | 1.5009
2020-06-02 14:30 | 1.659 | 1.659
2020-06-02 15:00 | 1.6612 | 1.6612
2020-06-02 15:30 | 1.8072 | 1.8072
2020-06-02 16:00 | 1.8755 | 1.8755
2020-06-02 16:30 | 2.0963 | 2.0963
2020-06-02 17:00 | 2.3042 | 2.3042
2020-06-02 17:30 | 2.3166 | 2.3166
2020-06-02 18:00 | 2.6257 | 2.6257
2020-06-02 18:30 | 3.0166 | 3.0166
2020-06-02 19:00 | 3.0008 | 3.0008
2020-06-02 19:30 | 2.7865 | 2.7865
2020-06-02 20:00 | 2.6793 | 2.6793
2020-06-02 20:30 | 2.6023 | 2.6023
2020-06-02 21:00 | 2.312 | 2.312
2020-06-02 21:30 | 2.5104 | 2.5104
2020-06-02 22:00 | 2.3578 | 2.3578
2020-06-02 22:30 | 2.1215 | 2.1215
2020-06-02 23:00 | 1.9827 | 1.9827
2020-06-02 23:30 | 1.8222 | 1.8222
2020-06-03 | 1.8755 | 1.8755
2020-06-03 00:30 | 1.737 | 1.737
2020-06-03 01:00 | 1.7683 | 1.7683
2020-06-03 01:30 | 1.6319 | 1.6319
2020-06-03 02:00 | 1.7683 | 1.7683
2020-06-03 02:30 | 1.6328 | 1.6328
2020-06-03 03:00 | 1.7683 | 1.7683
2020-06-03 03:30 | 1.6793 | 1.6793
2020-06-03 04:00 | 1.7148 | 1.7148
2020-06-03 04:30 | 1.8423 | 1.8423
2020-06-03 05:00 | 1.9827 | 1.9827
2020-06-03 05:30 | 2.2028 | 2.2028
2020-06-03 06:00 | 2.3578 | 2.3578
2020-06-03 06:30 | 2.694 | 2.694
2020-06-03 07:00 | 2.6793 | 2.6793
2020-06-03 07:30 | 3.0239 | 3.0239
2020-06-03 08:00 | 2.8401 | 2.8401
2020-06-03 08:30 | 2.6046 | 2.6046
2020-06-03 09:00 | 2.3042 | 2.3042
2020-06-03 09:30 | 2.1434 | 2.1434
2020-06-03 10:00 | 1.9827 | 1.9827
2020-06-03 10:30 | 1.719 | 1.719
2020-06-03 11:00 | 1.7683 | 1.7683
2020-06-03 11:30 | 1.4468 | 1.4468
2020-06-03 12:00 | 1.5004 | 1.5004
2020-06-03 12:30 | 1.3932 | 1.3932
2020-06-03 13:00 | 1.3932 | 1.3932
2020-06-03 13:30 | 1.478 | 1.478
2020-06-03 14:00 | 1.3397 | 1.3397
2020-06-03 14:30 | 1.5322 | 1.5322
2020-06-03 15:00 | 1.554 | 1.554
2020-06-03 15:30 | 1.8219 | 1.8219
2020-06-03 16:00 | 1.8755 | 1.8755
2020-06-03 16:30 | 2.0802 | 2.0802
2020-06-03 17:00 | 2.2506 | 2.2506
2020-06-03 17:30 | 2.3578 | 2.3578
2020-06-03 18:00 | 2.6257 | 2.6257
2020-06-03 18:30 | 2.9957 | 2.9957
2020-06-03 19:00 | 2.9472 | 2.9472
2020-06-03 19:30 | 2.8425 | 2.8425
2020-06-03 20:00 | 2.8401 | 2.8401
2020-06-03 20:30 | 2.6831 | 2.6831
2020-06-03 21:00 | 2.5185 | 2.5185
2020-06-03 21:30 | 2.5793 | 2.5793
2020-06-03 22:00 | 2.3578 | 2.3578
2020-06-03 22:30 | 2.2947 | 2.2947
2020-06-03 23:00 | 2.1434 | 2.1434
2020-06-03 23:30 | 1.963 | 1.963
2020-06-04 | 1.8219 | 1.8219
2020-06-04 00:30 | 1.9263 | 1.9263
2020-06-04 01:00 | 1.7683 | 1.7683
2020-06-04 01:30 | 1.7784 | 1.7784
2020-06-04 02:00 | 1.7683 | 1.7683
2020-06-04 02:30 | 1.795 | 1.795
2020-06-04 03:00 | 1.7148 | 1.7148
2020-06-04 03:30 | 1.7201 | 1.7201
2020-06-04 04:00 | 1.7683 | 1.7683
2020-06-04 04:30 | 1.8761 | 1.8761
2020-06-04 05:00 | 1.9827 | 1.9827
2020-06-04 05:30 | 2.2981 | 2.2981
2020-06-04 06:00 | 2.5721 | 2.5721
2020-06-04 06:30 | 2.7664 | 2.7664
2020-06-04 07:00 | 3.0008 | 3.0008
2020-06-04 07:30 | 3.068 | 3.068
2020-06-04 08:00 | 2.8401 | 2.8401
2020-06-04 08:30 | 2.6205 | 2.6205
2020-06-04 09:00 | 2.3578 | 2.3578
2020-06-04 09:30 | 2.0779 | 2.0779
2020-06-04 10:00 | 1.8219 | 1.8219
2020-06-04 10:30 | 1.7315 | 1.7315
2020-06-04 11:00 | 1.554 | 1.554
2020-06-04 11:30 | 1.6344 | 1.6344
2020-06-04 12:00 | 1.3397 | 1.3397
2020-06-04 12:30 | 1.5128 | 1.5128
2020-06-04 13:00 | 1.3397 | 1.3397
2020-06-04 13:30 | 1.5123 | 1.5123
2020-06-04 14:00 | 1.554 | 1.554
2020-06-04 14:30 | 1.6076 | 1.6076
2020-06-04 15:00 | 1.4468 | 1.4468
2020-06-04 15:30 | 1.9733 | 1.9733
2020-06-04 16:00 | 1.8219 | 1.8219
2020-06-04 16:30 | 1.8573 | 1.8573
2020-06-04 17:00 | 2.2506 | 2.2506
2020-06-04 17:30 | 2.2703 | 2.2703
2020-06-04 18:00 | 2.6257 | 2.6257
2020-06-04 18:30 | 3.0008 | 3.0008
2020-06-04 19:00 | 2.9472 | 2.9472
2020-06-04 19:30 | 2.86 | 2.86
2020-06-04 20:00 | 2.7329 | 2.7329
2020-06-04 20:30 | 2.6793 | 2.6793
2020-06-04 21:00 | 2.5185 | 2.5185
2020-06-04 21:30 | 2.5185 | 2.5185
2020-06-04 22:00 | 2.3578 | 2.3578
2020-06-04 22:30 | 2.197 | 2.197
2020-06-04 23:00 | 2.1434 | 2.1434
2020-06-04 23:30 | 2.0363 | 2.0363
2020-06-05 | 1.7683 | 1.7683
2020-06-05 00:30 | 1.7683 | 1.7683
2020-06-05 01:00 | 1.6612 | 1.6612
2020-06-05 01:30 | 1.7148 | 1.7148
2020-06-05 02:00 | 1.6612 | 1.6612
2020-06-05 02:30 | 1.6612 | 1.6612
2020-06-05 03:00 | 1.6612 | 1.6612
2020-06-05 03:30 | 1.6612 | 1.6612
2020-06-05 04:00 | 1.7683 | 1.7683
2020-06-05 04:30 | 1.8755 | 1.8755
2020-06-05 05:00 | 1.9827 | 1.9827
2020-06-05 05:30 | 2.0363 | 2.0363
2020-06-05 06:00 | 2.4088 | 2.4088
2020-06-05 06:30 | 2.6257 | 2.6257
2020-06-05 07:00 | 2.7329 | 2.7329
2020-06-05 07:30 | 2.7329 | 2.7329
2020-06-05 08:00 | 2.6257 | 2.6257
2020-06-05 08:30 | 2.3578 | 2.3578
2020-06-05 09:00 | 2.197 | 2.197
2020-06-05 09:30 | 1.9827 | 1.9827
2020-06-05 10:00 | 1.7683 | 1.7683
2020-06-05 10:30 | 1.7683 | 1.7683
2020-06-05 11:00 | 1.5062 | 1.5062
2020-06-05 11:30 | 1.6076 | 1.6076
2020-06-05 12:00 | 1.554 | 1.554
2020-06-05 12:30 | 1.5477 | 1.5477
2020-06-05 13:00 | 1.5009 | 1.5009
2020-06-05 13:30 | 1.554 | 1.554
2020-06-05 14:00 | 1.6612 | 1.6612
2020-06-05 14:30 | 1.6612 | 1.6612
2020-06-05 15:00 | 1.7683 | 1.7683
2020-06-05 15:30 | 1.9887 | 1.9887
2020-06-05 16:00 | 2.0899 | 2.0899
2020-06-05 16:30 | 2.1398 | 2.1398
2020-06-05 17:00 | 2.3042 | 2.3042
2020-06-05 17:30 | 2.6257 | 2.6257
2020-06-05 18:00 | 2.5185 | 2.5185
2020-06-05 18:30 | 2.8936 | 2.8936
2020-06-05 19:00 | 2.7865 | 2.7865
2020-06-05 19:30 | 2.6793 | 2.6793
2020-06-05 20:00 | 2.6257 | 2.6257
2020-06-05 20:30 | 2.4114 | 2.4114
2020-06-05 21:00 | 2.3042 | 2.3042
2020-06-05 21:30 | 2.3051 | 2.3051
2020-06-05 22:00 | 2.2506 | 2.2506
2020-06-05 22:30 | 2.197 | 2.197
2020-06-05 23:00 | 1.9827 | 1.9827
2020-06-05 23:30 | 1.9827 | 1.9827
2020-06-06 | 1.8755 | 1.8755
2020-06-06 00:30 | 1.7422 | 1.7422
2020-06-06 01:00 | 1.6612 | 1.6612
2020-06-06 01:30 | 1.6612 | 1.6612
2020-06-06 02:00 | 1.6612 | 1.6612
2020-06-06 02:30 | 1.554 | 1.554
2020-06-06 03:00 | 1.7683 | 1.7683
2020-06-06 03:30 | 1.6612 | 1.6612
2020-06-06 04:00 | 1.7683 | 1.7683
2020-06-06 04:30 | 1.7148 | 1.7148
2020-06-06 05:00 | 1.7683 | 1.7683
2020-06-06 05:30 | 1.7683 | 1.7683
2020-06-06 06:00 | 1.8219 | 1.8219
2020-06-06 06:30 | 1.8755 | 1.8755
2020-06-06 07:00 | 1.9827 | 1.9827
2020-06-06 07:30 | 2.0899 | 2.0899
2020-06-06 08:00 | 2.0899 | 2.0899
2020-06-06 08:30 | 1.9827 | 1.9827
2020-06-06 09:00 | 1.9827 | 1.9827
2020-06-06 09:30 | 1.7148 | 1.7148
2020-06-06 10:00 | 1.6157 | 1.6157
2020-06-06 10:30 | 1.6612 | 1.6612
2020-06-06 11:00 | 1.4468 | 1.4468
2020-06-06 11:30 | 1.554 | 1.554
2020-06-06 12:00 | 1.554 | 1.554
2020-06-06 12:30 | 1.6612 | 1.6612
2020-06-06 13:00 | 1.4468 | 1.4468
2020-06-06 13:30 | 1.7683 | 1.7683
2020-06-06 14:00 | 1.7148 | 1.7148
2020-06-06 14:30 | 1.7683 | 1.7683
2020-06-06 15:00 | 1.9291 | 1.9291
2020-06-06 15:30 | 2.197 | 2.197
2020-06-06 16:00 | 2.197 | 2.197
2020-06-06 16:30 | 2.465 | 2.465
2020-06-06 17:00 | 2.465 | 2.465
2020-06-06 17:30 | 2.4972 | 2.4972
2020-06-06 18:00 | 2.6215 | 2.6215
2020-06-06 18:30 | 2.8401 | 2.8401
2020-06-06 19:00 | 2.7865 | 2.7865
2020-06-06 19:30 | 2.7329 | 2.7329
2020-06-06 20:00 | 2.4114 | 2.4114
2020-06-06 20:30 | 2.4114 | 2.4114
2020-06-06 21:00 | 2.3042 | 2.3042
2020-06-06 21:30 | 2.3578 | 2.3578
2020-06-06 22:00 | 2.197 | 2.197
2020-06-06 22:30 | 2.0899 | 2.0899
2020-06-06 23:00 | 1.9291 | 1.9291
2020-06-06 23:30 | 1.8755 | 1.8755
2020-06-07 | 1.7683 | 1.7683
2020-06-07 00:30 | 1.8219 | 1.8219
2020-06-07 01:00 | 1.6612 | 1.6612
2020-06-07 01:30 | 1.6076 | 1.6076
2020-06-07 02:00 | 1.554 | 1.554
2020-06-07 02:30 | 1.6612 | 1.6612
2020-06-07 03:00 | 1.554 | 1.554
2020-06-07 03:30 | 1.6076 | 1.6076
2020-06-07 04:00 | 1.6612 | 1.6612
2020-06-07 04:30 | 1.554 | 1.554
2020-06-07 05:00 | 1.6612 | 1.6612
2020-06-07 05:30 | 1.6612 | 1.6612
2020-06-07 06:00 | 1.7683 | 1.7683
2020-06-07 06:30 | 1.8755 | 1.8755
2020-06-07 07:00 | 1.8755 | 1.8755
2020-06-07 07:30 | 1.8755 | 1.8755
2020-06-07 08:00 | 2.0363 | 2.0363
2020-06-07 08:30 | 1.9291 | 1.9291
2020-06-07 09:00 | 1.8755 | 1.8755
2020-06-07 09:30 | 1.7683 | 1.7683
2020-06-07 10:00 | 1.8755 | 1.8755
2020-06-07 10:30 | 1.7683 | 1.7683
2020-06-07 11:00 | 1.7311 | 1.7311
2020-06-07 11:30 | 1.7683 | 1.7683
2020-06-07 12:00 | 1.6612 | 1.6612
2020-06-07 12:30 | 1.6076 | 1.6076
2020-06-07 13:00 | 1.7479 | 1.7479
2020-06-07 13:30 | 1.8219 | 1.8219
2020-06-07 14:00 | 1.7193 | 1.7193
2020-06-07 14:30 | 1.8755 | 1.8755
2020-06-07 15:00 | 1.8757 | 1.8757
2020-06-07 15:30 | 2.0466 | 2.0466
2020-06-07 16:00 | 2.197 | 2.197
2020-06-07 16:30 | 2.3042 | 2.3042
2020-06-07 17:00 | 2.3578 | 2.3578
2020-06-07 17:30 | 2.5185 | 2.5185
2020-06-07 18:00 | 2.7329 | 2.7329
2020-06-07 18:30 | 2.9472 | 2.9472
2020-06-07 19:00 | 3.1616 | 3.1616
2020-06-07 19:30 | 2.8401 | 2.8401
2020-06-07 20:00 | 2.7259 | 2.7259
2020-06-07 20:30 | 2.5185 | 2.5185
2020-06-07 21:00 | 2.3042 | 2.3042
2020-06-07 21:30 | 2.3578 | 2.3578
2020-06-07 22:00 | 2.197 | 2.197
2020-06-07 22:30 | 1.9827 | 1.9827
2020-06-07 23:00 | 1.8538 | 1.8538
2020-06-07 23:30 | 1.8219 | 1.8219
2020-06-08 | 1.7683 | 1.7683
2020-06-08 00:30 | 1.6612 | 1.6612
2020-06-08 01:00 | 1.6612 | 1.6612
2020-06-08 01:30 | 1.6612 | 1.6612
2020-06-08 02:00 | 1.6076 | 1.6076
2020-06-08 02:30 | 1.6612 | 1.6612
2020-06-08 03:00 | 1.6612 | 1.6612
2020-06-08 03:30 | 1.6076 | 1.6076
2020-06-08 04:00 | 1.6076 | 1.6076
2020-06-08 04:30 | 1.7683 | 1.7683
2020-06-08 05:00 | 1.7683 | 1.7683
2020-06-08 05:30 | 1.9291 | 1.9291
2020-06-08 06:00 | 2.197 | 2.197
2020-06-08 06:30 | 2.3578 | 2.3578
2020-06-08 07:00 | 2.4244 | 2.4244
2020-06-08 07:30 | 2.5185 | 2.5185
2020-06-08 08:00 | 2.5185 | 2.5185
2020-06-08 08:30 | 2.2544 | 2.2544
2020-06-08 09:00 | 2.2506 | 2.2506
2020-06-08 09:30 | 2.197 | 2.197
2020-06-08 10:00 | 1.8755 | 1.8755
2020-06-08 10:30 | 1.8219 | 1.8219
2020-06-08 11:00 | 1.6076 | 1.6076
2020-06-08 11:30 | 1.6612 | 1.6612
2020-06-08 12:00 | 1.6076 | 1.6076
2020-06-08 12:30 | 1.7168 | 1.7168
2020-06-08 13:00 | 1.7683 | 1.7683
2020-06-08 13:30 | 1.6612 | 1.6612
2020-06-08 14:00 | 1.7683 | 1.7683
2020-06-08 14:30 | 1.8755 | 1.8755
2020-06-08 15:00 | 1.9291 | 1.9291
2020-06-08 15:30 | 2.1485 | 2.1485
2020-06-08 16:00 | 2.197 | 2.197
2020-06-08 16:30 | 2.4114 | 2.4114
2020-06-08 17:00 | 2.5721 | 2.5721
2020-06-08 17:30 | 2.7865 | 2.7865
2020-06-08 18:00 | 2.7865 | 2.7865
2020-06-08 18:30 | 3.1322 | 3.1322
2020-06-08 19:00 | 3.0957 | 3.0957
2020-06-08 19:30 | 2.7865 | 2.7865
2020-06-08 20:00 | 2.7865 | 2.7865
2020-06-08 20:30 | 2.5199 | 2.5199
2020-06-08 21:00 | 2.4201 | 2.4201
2020-06-08 21:30 | 2.4887 | 2.4887
2020-06-08 22:00 | 2.2879 | 2.2879
2020-06-08 22:30 | 2.1307 | 2.1307
2020-06-08 23:00 | 1.8814 | 1.8814
2020-06-08 23:30 | 1.8289 | 1.8289
2020-06-09 | 1.8697 | 1.8697
2020-06-09 00:30 | 1.8192 | 1.8192
2020-06-09 01:00 | 1.6362 | 1.6362
2020-06-09 01:30 | 1.6076 | 1.6076
2020-06-09 02:00 | 1.6408 | 1.6408
2020-06-09 02:30 | 1.7 | 1.7
2020-06-09 03:00 | 1.6374 | 1.6374
2020-06-09 03:30 | 1.6928 | 1.6928
2020-06-09 04:00 | 1.6929 | 1.6929
2020-06-09 04:30 | 1.7553 | 1.7553
2020-06-09 05:00 | 1.9289 | 1.9289
2020-06-09 05:30 | 1.8905 | 1.8905
2020-06-09 06:00 | 2.2609 | 2.2609
2020-06-09 06:30 | 2.3065 | 2.3065
2020-06-09 07:00 | 2.4542 | 2.4542
2020-06-09 07:30 | 2.5089 | 2.5089
2020-06-09 08:00 | 2.4626 | 2.4626
2020-06-09 08:30 | 2.256 | 2.256
2020-06-09 09:00 | 2.1684 | 2.1684
2020-06-09 09:30 | 1.9291 | 1.9291
2020-06-09 10:00 | 1.8674 | 1.8674
2020-06-09 10:30 | 1.7818 | 1.7818
2020-06-09 11:00 | 1.6906 | 1.6906
2020-06-09 11:30 | 1.8331 | 1.8331
2020-06-09 12:00 | 1.667 | 1.667
2020-06-09 12:30 | 1.7683 | 1.7683
2020-06-09 13:00 | 1.8202 | 1.8202
2020-06-09 13:30 | 1.8362 | 1.8362
2020-06-09 14:00 | 2.0713 | 2.0713
2020-06-09 14:30 | 2.153 | 2.153
2020-06-09 15:00 | 2.2086 | 2.2086
2020-06-09 15:30 | 2.3092 | 2.3092
2020-06-09 16:00 | 2.3712 | 2.3712
2020-06-09 16:30 | 2.5693 | 2.5693
2020-06-09 17:00 | 2.6985 | 2.6985
2020-06-09 17:30 | 2.847 | 2.847
2020-06-09 18:00 | 2.9452 | 2.9452
2020-06-09 18:30 | 3.2645 | 3.2645
2020-06-09 19:00 | 3.3749 | 3.3749
2020-06-09 19:30 | 2.9315 | 2.9315
2020-06-09 20:00 | 2.8401 | 2.8401
2020-06-09 20:30 | 2.6257 | 2.6257
2020-06-09 21:00 | 2.5739 | 2.5739
2020-06-09 21:30 | 2.5185 | 2.5185
2020-06-09 22:00 | 2.2506 | 2.2506
2020-06-09 22:30 | 2.0899 | 2.0899
2020-06-09 23:00 | 1.9291 | 1.9291
2020-06-09 23:30 | 1.8755 | 1.8755
2020-06-10 | 1.8755 | 1.8755
2020-06-10 00:30 | 1.7683 | 1.7683
2020-06-10 01:00 | 1.7148 | 1.7148
2020-06-10 01:30 | 1.6076 | 1.6076
2020-06-10 02:00 | 1.7683 | 1.7683
2020-06-10 02:30 | 1.6612 | 1.6612
2020-06-10 03:00 | 1.7137 | 1.7137
2020-06-10 03:30 | 1.6612 | 1.6612
2020-06-10 04:00 | 1.6612 | 1.6612
2020-06-10 04:30 | 1.7683 | 1.7683
2020-06-10 05:00 | 1.7683 | 1.7683
2020-06-10 05:30 | 1.9827 | 1.9827
2020-06-10 06:00 | 2.0899 | 2.0899
2020-06-10 06:30 | 2.3578 | 2.3578
2020-06-10 07:00 | 2.4114 | 2.4114
2020-06-10 07:30 | 2.6257 | 2.6257
2020-06-10 08:00 | 2.3578 | 2.3578
2020-06-10 08:30 | 2.197 | 2.197
2020-06-10 09:00 | 1.8755 | 1.8755
2020-06-10 09:30 | 1.8219 | 1.8219
2020-06-10 10:00 | 1.7683 | 1.7683
2020-06-10 10:30 | 1.6612 | 1.6612
2020-06-10 11:00 | 1.6076 | 1.6076
2020-06-10 11:30 | 1.554 | 1.554
2020-06-10 12:00 | 1.7148 | 1.7148
2020-06-10 12:30 | 1.7148 | 1.7148
2020-06-10 13:00 | 1.8219 | 1.8219
2020-06-10 13:30 | 2.197 | 2.197
2020-06-10 14:00 | 2.0363 | 2.0363
2020-06-10 14:30 | 2.2506 | 2.2506
2020-06-10 15:00 | 2.197 | 2.197
2020-06-10 15:30 | 2.3826 | 2.3826
2020-06-10 16:00 | 2.5185 | 2.5185
2020-06-10 16:30 | 2.6257 | 2.6257
2020-06-10 17:00 | 2.7865 | 2.7865
2020-06-10 17:30 | 2.8936 | 2.8936
2020-06-10 18:00 | 3.0008 | 3.0008
2020-06-10 18:30 | 3.2687 | 3.2687
2020-06-10 19:00 | 3.3223 | 3.3223
2020-06-10 19:30 | 3.0544 | 3.0544
2020-06-10 20:00 | 2.8401 | 2.8401
2020-06-10 20:30 | 2.7329 | 2.7329
2020-06-10 21:00 | 2.5721 | 2.5721
2020-06-10 21:30 | 2.6257 | 2.6257
2020-06-10 22:00 | 2.3578 | 2.3578
2020-06-10 22:30 | 2.3042 | 2.3042
2020-06-10 23:00 | 2.1434 | 2.1434
2020-06-10 23:30 | 2.0899 | 2.0899
2020-06-11 | 1.8755 | 1.8755
2020-06-11 00:30 | 1.8755 | 1.8755
2020-06-11 01:00 | 1.7148 | 1.7148
2020-06-11 01:30 | 1.6612 | 1.6612
2020-06-11 02:00 | 1.7148 | 1.7148
2020-06-11 02:30 | 1.6612 | 1.6612
2020-06-11 03:00 | 1.7148 | 1.7148
2020-06-11 03:30 | 1.6612 | 1.6612
2020-06-11 04:00 | 1.8219 | 1.8219
2020-06-11 04:30 | 1.7683 | 1.7683
2020-06-11 05:00 | 1.9827 | 1.9827
2020-06-11 05:30 | 1.9827 | 1.9827
2020-06-11 06:00 | 2.3042 | 2.3042
2020-06-11 06:30 | 2.3042 | 2.3042
2020-06-11 07:00 | 2.6257 | 2.6257
2020-06-11 07:30 | 2.6793 | 2.6793
2020-06-11 08:00 | 2.6257 | 2.6257
2020-06-11 08:30 | 2.3042 | 2.3042
2020-06-11 09:00 | 2.197 | 2.197
2020-06-11 09:30 | 1.8755 | 1.8755
2020-06-11 10:00 | 1.8755 | 1.8755
2020-06-11 10:30 | 1.7683 | 1.7683
2020-06-11 11:00 | 1.7148 | 1.7148
2020-06-11 11:30 | 1.7683 | 1.7683
2020-06-11 12:00 | 1.7148 | 1.7148
2020-06-11 12:30 | 1.7148 | 1.7148
2020-06-11 13:00 | 1.6612 | 1.6612
2020-06-11 13:30 | 1.6612 | 1.6612
2020-06-11 14:00 | 1.8755 | 1.8755
2020-06-11 14:30 | 1.8755 | 1.8755
2020-06-11 15:00 | 2.0363 | 2.0363
2020-06-11 15:30 | 2.1434 | 2.1434
2020-06-11 16:00 | 2.0899 | 2.0899
2020-06-11 16:30 | 2.4114 | 2.4114
2020-06-11 17:00 | 2.5185 | 2.5185
2020-06-11 17:30 | 2.6257 | 2.6257
2020-06-11 18:00 | 2.7329 | 2.7329
2020-06-11 18:30 | 3.0008 | 3.0008
2020-06-11 19:00 | 3.1616 | 3.1616
2020-06-11 19:30 | 2.8936 | 2.8936
2020-06-11 20:00 | 2.7865 | 2.7865
2020-06-11 20:30 | 2.6257 | 2.6257
2020-06-11 21:00 | 2.5185 | 2.5185
2020-06-11 21:30 | 2.5185 | 2.5185
2020-06-11 22:00 | 2.3709 | 2.3709
2020-06-11 22:30 | 2.2183 | 2.2183
2020-06-11 23:00 | 2.0513 | 2.0513
2020-06-11 23:30 | 1.8755 | 1.8755
2020-06-12 | 1.8219 | 1.8219
2020-06-12 00:30 | 1.7683 | 1.7683
2020-06-12 01:00 | 1.7683 | 1.7683
2020-06-12 01:30 | 1.6612 | 1.6612
2020-06-12 02:00 | 1.6076 | 1.6076
2020-06-12 02:30 | 1.6612 | 1.6612
2020-06-12 03:00 | 1.6165 | 1.6165
2020-06-12 03:30 | 1.6533 | 1.6533
2020-06-12 04:00 | 1.7148 | 1.7148
2020-06-12 04:30 | 1.7902 | 1.7902
2020-06-12 05:00 | 1.9228 | 1.9228
2020-06-12 05:30 | 2.1392 | 2.1392
2020-06-12 06:00 | 2.241 | 2.241
2020-06-12 06:30 | 2.465 | 2.465
2020-06-12 07:00 | 2.4114 | 2.4114
2020-06-12 07:30 | 2.6257 | 2.6257
2020-06-12 08:00 | 2.4114 | 2.4114
2020-06-12 08:30 | 2.3042 | 2.3042
2020-06-12 09:00 | 2.197 | 2.197
2020-06-12 09:30 | 1.9827 | 1.9827
2020-06-12 10:00 | 2.0363 | 2.0363
2020-06-12 10:30 | 1.8755 | 1.8755
2020-06-12 11:00 | 1.8219 | 1.8219
2020-06-12 11:30 | 1.8755 | 1.8755
2020-06-12 12:00 | 1.7683 | 1.7683
2020-06-12 12:30 | 1.8219 | 1.8219
2020-06-12 13:00 | 1.7683 | 1.7683
2020-06-12 13:30 | 1.8755 | 1.8755
2020-06-12 14:00 | 2.0137 | 2.0137
2020-06-12 14:30 | 2.0363 | 2.0363
2020-06-12 15:00 | 2.197 | 2.197
2020-06-12 15:30 | 2.4114 | 2.4114
2020-06-12 16:00 | 2.465 | 2.465
2020-06-12 16:30 | 2.5185 | 2.5185
2020-06-12 17:00 | 2.7329 | 2.7329
2020-06-12 17:30 | 2.7865 | 2.7865
2020-06-12 18:00 | 2.7329 | 2.7329
2020-06-12 18:30 | 3.0008 | 3.0008
2020-06-12 19:00 | 2.9472 | 2.9472
2020-06-12 19:30 | 2.9472 | 2.9472
2020-06-12 20:00 | 2.5721 | 2.5721
2020-06-12 20:30 | 2.6257 | 2.6257
2020-06-12 21:00 | 2.4114 | 2.4114
2020-06-12 21:30 | 2.4446 | 2.4446
2020-06-12 22:00 | 2.3578 | 2.3578
2020-06-12 22:30 | 2.197 | 2.197
2020-06-12 23:00 | 2.0899 | 2.0899
2020-06-12 23:30 | 2.0363 | 2.0363
2020-06-13 | 1.8755 | 1.8755
2020-06-13 00:30 | 1.8581 | 1.8581
2020-06-13 01:00 | 1.7683 | 1.7683
2020-06-13 01:30 | 1.7683 | 1.7683
2020-06-13 02:00 | 1.7148 | 1.7148
2020-06-13 02:30 | 1.7683 | 1.7683
2020-06-13 03:00 | 1.7148 | 1.7148
2020-06-13 03:30 | 1.6612 | 1.6612
2020-06-13 04:00 | 1.6612 | 1.6612
2020-06-13 04:30 | 1.7683 | 1.7683
2020-06-13 05:00 | 1.7683 | 1.7683
2020-06-13 05:30 | 1.8219 | 1.8219
2020-06-13 06:00 | 1.8755 | 1.8755
2020-06-13 06:30 | 2.0363 | 2.0363
2020-06-13 07:00 | 1.9827 | 1.9827
2020-06-13 07:30 | 2.197 | 2.197
2020-06-13 08:00 | 2.197 | 2.197
2020-06-13 08:30 | 2.197 | 2.197
2020-06-13 09:00 | 2.1434 | 2.1434
2020-06-13 09:30 | 1.9827 | 1.9827
2020-06-13 10:00 | 1.9827 | 1.9827
2020-06-13 10:30 | 1.7683 | 1.7683
2020-06-13 11:00 | 1.8219 | 1.8219
2020-06-13 11:30 | 1.7683 | 1.7683
2020-06-13 12:00 | 2.0147 | 2.0147
2020-06-13 12:30 | 1.8755 | 1.8755
2020-06-13 13:00 | 1.7148 | 1.7148
2020-06-13 13:30 | 1.9827 | 1.9827
2020-06-13 14:00 | 2.0899 | 2.0899
2020-06-13 14:30 | 2.0899 | 2.0899
2020-06-13 15:00 | 2.0899 | 2.0899
2020-06-13 15:30 | 2.3042 | 2.3042
2020-06-13 16:00 | 2.4114 | 2.4114
2020-06-13 16:30 | 2.5721 | 2.5721
2020-06-13 17:00 | 2.7466 | 2.7466
2020-06-13 17:30 | 2.8401 | 2.8401
2020-06-13 18:00 | 3.0008 | 3.0008
2020-06-13 18:30 | 3.1616 | 3.1616
2020-06-13 19:00 | 3.1616 | 3.1616
2020-06-13 19:30 | 2.8936 | 2.8936
2020-06-13 20:00 | 2.6793 | 2.6793
2020-06-13 20:30 | 2.6257 | 2.6257
2020-06-13 21:00 | 2.4114 | 2.4114
2020-06-13 21:30 | 2.5721 | 2.5721
2020-06-13 22:00 | 2.4114 | 2.4114
2020-06-13 22:30 | 2.197 | 2.197
2020-06-13 23:00 | 1.9827 | 1.9827
2020-06-13 23:30 | 2.0363 | 2.0363
2020-06-14 | 1.9291 | 1.9291
2020-06-14 00:30 | 1.8755 | 1.8755
2020-06-14 01:00 | 1.8219 | 1.8219
2020-06-14 01:30 | 1.8755 | 1.8755
2020-06-14 02:00 | 1.7148 | 1.7148
2020-06-14 02:30 | 1.7148 | 1.7148
2020-06-14 03:00 | 1.6612 | 1.6612
2020-06-14 03:30 | 1.7683 | 1.7683
2020-06-14 04:00 | 1.7148 | 1.7148
2020-06-14 04:30 | 1.7683 | 1.7683
2020-06-14 05:00 | 1.6612 | 1.6612
2020-06-14 05:30 | 1.8219 | 1.8219
2020-06-14 06:00 | 1.8147 | 1.8147
2020-06-14 06:30 | 1.9671 | 1.9671
2020-06-14 07:00 | 1.8755 | 1.8755
2020-06-14 07:30 | 2.0363 | 2.0363
2020-06-14 08:00 | 1.9895 | 1.9895
2020-06-14 08:30 | 2.197 | 2.197
2020-06-14 09:00 | 1.8755 | 1.8755
2020-06-14 09:30 | 1.8559 | 1.8559
2020-06-14 10:00 | 2.0363 | 2.0363
2020-06-14 10:30 | 1.9291 | 1.9291
2020-06-14 11:00 | 1.7683 | 1.7683
2020-06-14 11:30 | 1.8755 | 1.8755
2020-06-14 12:00 | 1.8755 | 1.8755
2020-06-14 12:30 | 1.8219 | 1.8219
2020-06-14 13:00 | 1.9827 | 1.9827
2020-06-14 13:30 | 1.8755 | 1.8755
2020-06-14 14:00 | 1.8755 | 1.8755
2020-06-14 14:30 | 1.9827 | 1.9827
2020-06-14 15:00 | 2.1434 | 2.1434
2020-06-14 15:30 | 2.3042 | 2.3042
2020-06-14 16:00 | 2.4114 | 2.4114
2020-06-14 16:30 | 2.5721 | 2.5721
2020-06-14 17:00 | 2.6257 | 2.6257
2020-06-14 17:30 | 2.8401 | 2.8401
2020-06-14 18:00 | 2.8936 | 2.8936
2020-06-14 18:30 | 3.1616 | 3.1616
2020-06-14 19:00 | 3.1616 | 3.1616
2020-06-14 19:30 | 2.9472 | 2.9472
2020-06-14 20:00 | 2.8936 | 2.8936
2020-06-14 20:30 | 2.6793 | 2.6793
2020-06-14 21:00 | 2.5721 | 2.5721
2020-06-14 21:30 | 2.5721 | 2.5721
2020-06-14 22:00 | 2.4114 | 2.4114
2020-06-14 22:30 | 2.1434 | 2.1434
2020-06-14 23:00 | 1.9827 | 1.9827
2020-06-14 23:30 | 1.8755 | 1.8755
2020-06-15 | 1.9647 | 1.9647
2020-06-15 00:30 | 1.7683 | 1.7683
2020-06-15 01:00 | 1.7148 | 1.7148
2020-06-15 01:30 | 1.6612 | 1.6612
2020-06-15 02:00 | 1.6612 | 1.6612
2020-06-15 02:30 | 1.6612 | 1.6612
2020-06-15 03:00 | 1.6612 | 1.6612
2020-06-15 03:30 | 1.6612 | 1.6612
2020-06-15 04:00 | 1.6612 | 1.6612
2020-06-15 04:30 | 1.6612 | 1.6612
2020-06-15 05:00 | 1.8219 | 1.8219
2020-06-15 05:30 | 1.9583 | 1.9583
2020-06-15 06:00 | 2.1434 | 2.1434
2020-06-15 06:30 | 2.3042 | 2.3042
2020-06-15 07:00 | 2.5721 | 2.5721
2020-06-15 07:30 | 2.4114 | 2.4114
2020-06-15 08:00 | 2.5185 | 2.5185
2020-06-15 08:30 | 2.197 | 2.197
2020-06-15 09:00 | 2.1434 | 2.1434
2020-06-15 09:30 | 1.9827 | 1.9827
2020-06-15 10:00 | 1.8219 | 1.8219
2020-06-15 10:30 | 1.8219 | 1.8219
2020-06-15 11:00 | 1.7683 | 1.7683
2020-06-15 11:30 | 1.7683 | 1.7683
2020-06-15 12:00 | 1.8755 | 1.8755
2020-06-15 12:30 | 1.7148 | 1.7148
2020-06-15 13:00 | 1.8219 | 1.8219
2020-06-15 13:30 | 1.7898 | 1.7898
2020-06-15 14:00 | 1.8755 | 1.8755
2020-06-15 14:30 | 1.8755 | 1.8755
2020-06-15 15:00 | 2.0899 | 2.0899
2020-06-15 15:30 | 2.197 | 2.197
2020-06-15 16:00 | 2.3042 | 2.3042
2020-06-15 16:30 | 2.5185 | 2.5185
2020-06-15 17:00 | 2.5721 | 2.5721
2020-06-15 17:30 | 2.6979 | 2.6979
2020-06-15 18:00 | 2.7329 | 2.7329
2020-06-15 18:30 | 3.122 | 3.122
2020-06-15 19:00 | 3.1999 | 3.1999
2020-06-15 19:30 | 3.0008 | 3.0008
2020-06-15 20:00 | 2.8936 | 2.8936
2020-06-15 20:30 | 2.6688 | 2.6688
2020-06-15 21:00 | 2.6257 | 2.6257
2020-06-15 21:30 | 2.5185 | 2.5185
2020-06-15 22:00 | 2.4774 | 2.4774
2020-06-15 22:30 | 2.2775 | 2.2775
2020-06-15 23:00 | 2.1302 | 2.1302
2020-06-15 23:30 | 1.9937 | 1.9937
2020-06-16 | 1.9307 | 1.9307
2020-06-16 00:30 | 1.8219 | 1.8219
2020-06-16 01:00 | 1.7148 | 1.7148
2020-06-16 01:30 | 1.7683 | 1.7683
2020-06-16 02:00 | 1.7683 | 1.7683
2020-06-16 02:30 | 1.7148 | 1.7148
2020-06-16 03:00 | 1.6612 | 1.6612
2020-06-16 03:30 | 1.7148 | 1.7148
2020-06-16 04:00 | 1.7683 | 1.7683
2020-06-16 04:30 | 1.8219 | 1.8219
2020-06-16 05:00 | 1.8755 | 1.8755
2020-06-16 05:30 | 1.9827 | 1.9827
2020-06-16 06:00 | 2.2905 | 2.2905
2020-06-16 06:30 | 2.4114 | 2.4114
2020-06-16 07:00 | 2.4114 | 2.4114
2020-06-16 07:30 | 2.5185 | 2.5185
2020-06-16 08:00 | 2.6257 | 2.6257
2020-06-16 08:30 | 2.443 | 2.443
2020-06-16 09:00 | 2.2848 | 2.2848
2020-06-16 09:30 | 2.0363 | 2.0363
2020-06-16 10:00 | 1.9291 | 1.9291
2020-06-16 10:30 | 1.9028 | 1.9028
2020-06-16 11:00 | 1.8219 | 1.8219
2020-06-16 11:30 | 1.8171 | 1.8171
2020-06-16 12:00 | 1.8755 | 1.8755
2020-06-16 12:30 | 1.8376 | 1.8376
2020-06-16 13:00 | 1.9291 | 1.9291
2020-06-16 13:30 | 1.8938 | 1.8938
2020-06-16 14:00 | 1.9827 | 1.9827
2020-06-16 14:30 | 2.0069 | 2.0069
2020-06-16 15:00 | 2.197 | 2.197
2020-06-16 15:30 | 2.3042 | 2.3042
2020-06-16 16:00 | 2.4114 | 2.4114
2020-06-16 16:30 | 2.6307 | 2.6307
2020-06-16 17:00 | 2.6257 | 2.6257
2020-06-16 17:30 | 2.8012 | 2.8012
2020-06-16 18:00 | 2.8913 | 2.8913
2020-06-16 18:30 | 3.1287 | 3.1287
2020-06-16 19:00 | 3.1616 | 3.1616
2020-06-16 19:30 | 2.9823 | 2.9823
2020-06-16 20:00 | 2.7329 | 2.7329
2020-06-16 20:30 | 2.5874 | 2.5874
2020-06-16 21:00 | 2.5294 | 2.5294
2020-06-16 21:30 | 2.5185 | 2.5185
2020-06-16 22:00 | 2.4114 | 2.4114
2020-06-16 22:30 | 2.1882 | 2.1882
2020-06-16 23:00 | 1.9827 | 1.9827
2020-06-16 23:30 | 2.0195 | 2.0195
2020-06-17 | 1.9291 | 1.9291
2020-06-17 00:30 | 1.9134 | 1.9134
2020-06-17 01:00 | 1.6612 | 1.6612
2020-06-17 01:30 | 1.651 | 1.651
2020-06-17 02:00 | 1.6076 | 1.6076
2020-06-17 02:30 | 1.6592 | 1.6592
2020-06-17 03:00 | 1.7148 | 1.7148
2020-06-17 03:30 | 1.6916 | 1.6916
2020-06-17 04:00 | 1.7683 | 1.7683
2020-06-17 04:30 | 1.815 | 1.815
2020-06-17 05:00 | 1.9291 | 1.9291
2020-06-17 05:30 | 1.9244 | 1.9244
2020-06-17 06:00 | 2.13 | 2.13
2020-06-17 06:30 | 2.3481 | 2.3481
2020-06-17 07:00 | 2.4114 | 2.4114
2020-06-17 07:30 | 2.661 | 2.661
2020-06-17 08:00 | 2.465 | 2.465
2020-06-17 08:30 | 2.3771 | 2.3771
2020-06-17 09:00 | 2.2129 | 2.2129
2020-06-17 09:30 | 1.9104 | 1.9104
2020-06-17 10:00 | 1.8219 | 1.8219
2020-06-17 10:30 | 1.6614 | 1.6614
2020-06-17 11:00 | 1.6612 | 1.6612
2020-06-17 11:30 | 1.5277 | 1.5277
2020-06-17 12:00 | 1.6612 | 1.6612
2020-06-17 12:30 | 1.7103 | 1.7103
2020-06-17 13:00 | 1.6076 | 1.6076
2020-06-17 13:30 | 1.7803 | 1.7803
2020-06-17 14:00 | 1.6612 | 1.6612
2020-06-17 14:30 | 1.8955 | 1.8955
2020-06-17 15:00 | 1.9827 | 1.9827
2020-06-17 15:30 | 2.2045 | 2.2045
2020-06-17 16:00 | 2.2506 | 2.2506
2020-06-17 16:30 | 2.423 | 2.423
2020-06-17 17:00 | 2.5185 | 2.5185
2020-06-17 17:30 | 2.6793 | 2.6793
2020-06-17 18:00 | 2.7329 | 2.7329
2020-06-17 18:30 | 3.0662 | 3.0662
2020-06-17 19:00 | 3.1616 | 3.1616
2020-06-17 19:30 | 2.9535 | 2.9535
2020-06-17 20:00 | 2.7329 | 2.7329
2020-06-17 20:30 | 2.5844 | 2.5844
2020-06-17 21:00 | 2.5185 | 2.5185
2020-06-17 21:30 | 2.3998 | 2.3998
2020-06-17 22:00 | 2.3042 | 2.3042
2020-06-17 22:30 | 2.2402 | 2.2402
2020-06-17 23:00 | 1.9827 | 1.9827
2020-06-17 23:30 | 1.9773 | 1.9773
2020-06-18 | 1.8755 | 1.8755
2020-06-18 00:30 | 1.7717 | 1.7717
2020-06-18 01:00 | 1.7683 | 1.7683
2020-06-18 01:30 | 1.8067 | 1.8067
2020-06-18 02:00 | 1.7683 | 1.7683
2020-06-18 02:30 | 1.6854 | 1.6854
2020-06-18 03:00 | 1.6612 | 1.6612
2020-06-18 03:30 | 1.7066 | 1.7066
2020-06-18 04:00 | 1.7148 | 1.7148
2020-06-18 04:30 | 1.7986 | 1.7986
2020-06-18 05:00 | 1.7683 | 1.7683
2020-06-18 05:30 | 1.9046 | 1.9046
2020-06-18 06:00 | 2.197 | 2.197
2020-06-18 06:30 | 2.3045 | 2.3045
2020-06-18 07:00 | 2.3578 | 2.3578
2020-06-18 07:30 | 2.4333 | 2.4333
2020-06-18 08:00 | 2.4114 | 2.4114
2020-06-18 08:30 | 2.3481 | 2.3481
2020-06-18 09:00 | 2.0899 | 2.0899
2020-06-18 09:30 | 1.9286 | 1.9286
2020-06-18 10:00 | 1.9291 | 1.9291
2020-06-18 10:30 | 1.7216 | 1.7216
2020-06-18 11:00 | 1.7683 | 1.7683
2020-06-18 11:30 | 1.8755 | 1.8755
2020-06-18 12:00 | 1.8219 | 1.8219
2020-06-18 12:30 | 1.8219 | 1.8219
2020-06-18 13:00 | 1.8391 | 1.8391
2020-06-18 13:30 | 1.906 | 1.906
2020-06-18 14:00 | 2.1434 | 2.1434
2020-06-18 14:30 | 2.3952 | 2.3952
2020-06-18 15:00 | 2.0363 | 2.0363
2020-06-18 15:30 | 2.4119 | 2.4119
2020-06-18 16:00 | 2.4114 | 2.4114
2020-06-18 16:30 | 2.465 | 2.465
2020-06-18 17:00 | 2.5185 | 2.5185
2020-06-18 17:30 | 2.8058 | 2.8058
2020-06-18 18:00 | 2.9472 | 2.9472
2020-06-18 18:30 | 3.2023 | 3.2023
2020-06-18 19:00 | 3.2687 | 3.2687
2020-06-18 19:30 | 3.0179 | 3.0179
2020-06-18 20:00 | 2.8401 | 2.8401
2020-06-18 20:30 | 2.7981 | 2.7981
2020-06-18 21:00 | 2.6257 | 2.6257
2020-06-18 21:30 | 2.5461 | 2.5461
2020-06-18 22:00 | 2.465 | 2.465
2020-06-18 22:30 | 2.409 | 2.409
2020-06-18 23:00 | 2.197 | 2.197
2020-06-18 23:30 | 1.9838 | 1.9838
2020-06-19 | 1.8755 | 1.8755
2020-06-19 00:30 | 1.8628 | 1.8628
2020-06-19 01:00 | 1.8219 | 1.8219
2020-06-19 01:30 | 1.7683 | 1.7683
2020-06-19 02:00 | 1.7683 | 1.7683
2020-06-19 02:30 | 1.6812 | 1.6812
2020-06-19 03:00 | 1.7148 | 1.7148
2020-06-19 03:30 | 1.7475 | 1.7475
2020-06-19 04:00 | 1.6612 | 1.6612
2020-06-19 04:30 | 1.7841 | 1.7841
2020-06-19 05:00 | 1.8755 | 1.8755
2020-06-19 05:30 | 1.9204 | 1.9204
2020-06-19 06:00 | 2.197 | 2.197
2020-06-19 06:30 | 2.2753 | 2.2753
2020-06-19 07:00 | 2.3042 | 2.3042
2020-06-19 07:30 | 2.526 | 2.526
2020-06-19 08:00 | 2.2506 | 2.2506
2020-06-19 08:30 | 2.2579 | 2.2579
2020-06-19 09:00 | 2.0899 | 2.0899
2020-06-19 09:30 | 2.0428 | 2.0428
2020-06-19 10:00 | 1.9827 | 1.9827
2020-06-19 10:30 | 1.9218 | 1.9218
2020-06-19 11:00 | 1.8766 | 1.8766
2020-06-19 11:30 | 1.7329 | 1.7329
2020-06-19 12:00 | 1.8219 | 1.8219
2020-06-19 12:30 | 1.7924 | 1.7924
2020-06-19 13:00 | 1.8755 | 1.8755
2020-06-19 13:30 | 2.0106 | 2.0106
2020-06-19 14:00 | 2.1434 | 2.1434
2020-06-19 14:30 | 2.192 | 2.192
2020-06-19 15:00 | 2.197 | 2.197
2020-06-19 15:30 | 2.3579 | 2.3579
2020-06-19 16:00 | 2.5185 | 2.5185
2020-06-19 16:30 | 2.6793 | 2.6793
2020-06-19 17:00 | 2.7329 | 2.7329
2020-06-19 17:30 | 2.8936 | 2.8936
2020-06-19 18:00 | 2.8401 | 2.8401
2020-06-19 18:30 | 3.062 | 3.062
2020-06-19 19:00 | 3.1016 | 3.1016
2020-06-19 19:30 | 2.9611 | 2.9611
2020-06-19 20:00 | 2.7865 | 2.7865
2020-06-19 20:30 | 2.5185 | 2.5185
2020-06-19 21:00 | 2.465 | 2.465
2020-06-19 21:30 | 2.4601 | 2.4601
2020-06-19 22:00 | 2.3042 | 2.3042
2020-06-19 22:30 | 2.2477 | 2.2477
2020-06-19 23:00 | 2.044 | 2.044
2020-06-19 23:30 | 2.0114 | 2.0114
2020-06-20 | 1.7683 | 1.7683
2020-06-20 00:30 | 1.7884 | 1.7884
2020-06-20 01:00 | 1.7845 | 1.7845
2020-06-20 01:30 | 1.7282 | 1.7282
2020-06-20 02:00 | 1.7575 | 1.7575
2020-06-20 02:30 | 1.6851 | 1.6851
2020-06-20 03:00 | 1.6784 | 1.6784
2020-06-20 03:30 | 1.643 | 1.643
2020-06-20 04:00 | 1.7148 | 1.7148
2020-06-20 04:30 | 1.7626 | 1.7626
2020-06-20 05:00 | 1.7683 | 1.7683
2020-06-20 05:30 | 1.8668 | 1.8668
2020-06-20 06:00 | 1.8277 | 1.8277
2020-06-20 06:30 | 1.9992 | 1.9992
2020-06-20 07:00 | 1.9827 | 1.9827
2020-06-20 07:30 | 2.0733 | 2.0733
2020-06-20 08:00 | 2.0899 | 2.0899
2020-06-20 08:30 | 2.1611 | 2.1611
2020-06-20 09:00 | 1.9827 | 1.9827
2020-06-20 09:30 | 2.0145 | 2.0145
2020-06-20 10:00 | 1.8219 | 1.8219
2020-06-20 10:30 | 1.8383 | 1.8383
2020-06-20 11:00 | 1.7148 | 1.7148
2020-06-20 11:30 | 1.7005 | 1.7005
2020-06-20 12:00 | 1.554 | 1.554
2020-06-20 12:30 | 1.6883 | 1.6883
2020-06-20 13:00 | 1.7683 | 1.7683
2020-06-20 13:30 | 1.687 | 1.687
2020-06-20 14:00 | 1.8147 | 1.8147
2020-06-20 14:30 | 1.7793 | 1.7793
2020-06-20 15:00 | 1.9291 | 1.9291
2020-06-20 15:30 | 2.0091 | 2.0091
2020-06-20 16:00 | 2.2506 | 2.2506
2020-06-20 16:30 | 2.2861 | 2.2861
2020-06-20 17:00 | 2.3578 | 2.3578
2020-06-20 17:30 | 2.6135 | 2.6135
2020-06-20 18:00 | 2.7329 | 2.7329
2020-06-20 18:30 | 2.9157 | 2.9157
2020-06-20 19:00 | 2.8401 | 2.8401
2020-06-20 19:30 | 2.6917 | 2.6917
2020-06-20 20:00 | 2.5721 | 2.5721
2020-06-20 20:30 | 2.4499 | 2.4499
2020-06-20 21:00 | 2.3578 | 2.3578
2020-06-20 21:30 | 2.3966 | 2.3966
2020-06-20 22:00 | 2.3042 | 2.3042
2020-06-20 22:30 | 2.1072 | 2.1072
2020-06-20 23:00 | 1.9827 | 1.9827
2020-06-20 23:30 | 1.9163 | 1.9163
2020-06-21 | 1.7683 | 1.7683
2020-06-21 00:30 | 1.8045 | 1.8045
2020-06-21 01:00 | 1.7132 | 1.7132
2020-06-21 01:30 | 1.7342 | 1.7342
2020-06-21 02:00 | 1.6774 | 1.6774
2020-06-21 02:30 | 1.7186 | 1.7186
2020-06-21 03:00 | 1.7683 | 1.7683
2020-06-21 03:30 | 1.611 | 1.611
2020-06-21 04:00 | 1.6076 | 1.6076
2020-06-21 04:30 | 1.7645 | 1.7645
2020-06-21 05:00 | 1.7683 | 1.7683
2020-06-21 05:30 | 1.745 | 1.745
2020-06-21 06:00 | 1.7417 | 1.7417
2020-06-21 06:30 | 1.8178 | 1.8178
2020-06-21 07:00 | 1.8939 | 1.8939
2020-06-21 07:30 | 1.97 | 1.97
2020-06-21 08:00 | 2.0363 | 2.0363
2020-06-21 08:30 | 1.9761 | 1.9761
2020-06-21 09:00 | 1.9827 | 1.9827
2020-06-21 09:30 | 1.8661 | 1.8661
2020-06-21 10:00 | 1.8186 | 1.8186
2020-06-21 10:30 | 1.7711 | 1.7711
2020-06-21 11:00 | 1.6657 | 1.6657
2020-06-21 11:30 | 1.8195 | 1.8195
2020-06-21 12:00 | 1.7075 | 1.7075
2020-06-21 12:30 | 1.6636 | 1.6636
2020-06-21 13:00 | 1.6901 | 1.6901
2020-06-21 13:30 | 1.7265 | 1.7265
2020-06-21 14:00 | 1.7959 | 1.7959
2020-06-21 14:30 | 1.8452 | 1.8452
2020-06-21 15:00 | 1.8755 | 1.8755
2020-06-21 15:30 | 1.9418 | 1.9418
2020-06-21 16:00 | 2.116 | 2.116
2020-06-21 16:30 | 2.1699 | 2.1699
2020-06-21 17:00 | 2.2953 | 2.2953
2020-06-21 17:30 | 2.5687 | 2.5687
2020-06-21 18:00 | 2.7223 | 2.7223
2020-06-21 18:30 | 2.9843 | 2.9843
2020-06-21 19:00 | 3.0251 | 3.0251
2020-06-21 19:30 | 2.7329 | 2.7329
2020-06-21 20:00 | 2.7329 | 2.7329
2020-06-21 20:30 | 2.5775 | 2.5775
2020-06-21 21:00 | 2.4114 | 2.4114
2020-06-21 21:30 | 2.3653 | 2.3653
2020-06-21 22:00 | 2.3578 | 2.3578
2020-06-21 22:30 | 2.0897 | 2.0897
2020-06-21 23:00 | 1.9827 | 1.9827
2020-06-21 23:30 | 1.8328 | 1.8328
2020-06-22 | 1.8219 | 1.8219
2020-06-22 00:30 | 1.7265 | 1.7265
2020-06-22 01:00 | 1.7683 | 1.7683
2020-06-22 01:30 | 1.6569 | 1.6569
2020-06-22 02:00 | 1.6293 | 1.6293
2020-06-22 02:30 | 1.6076 | 1.6076
2020-06-22 03:00 | 1.6076 | 1.6076
2020-06-22 03:30 | 1.6076 | 1.6076
2020-06-22 04:00 | 1.7385 | 1.7385
2020-06-22 04:30 | 1.7683 | 1.7683
2020-06-22 05:00 | 2.0095 | 2.0095
2020-06-22 05:30 | 2.1162 | 2.1162
2020-06-22 06:00 | 2.2596 | 2.2596
2020-06-22 06:30 | 2.499 | 2.499
2020-06-22 07:00 | 2.7096 | 2.7096
2020-06-22 07:30 | 2.6968 | 2.6968
2020-06-22 08:00 | 2.5383 | 2.5383
2020-06-22 08:30 | 2.3381 | 2.3381
2020-06-22 09:00 | 2.1969 | 2.1969
2020-06-22 09:30 | 1.9563 | 1.9563
2020-06-22 10:00 | 1.7556 | 1.7556
2020-06-22 10:30 | 1.7718 | 1.7718
2020-06-22 11:00 | 1.6139 | 1.6139
2020-06-22 11:30 | 1.5832 | 1.5832
2020-06-22 12:00 | 1.4468 | 1.4468
2020-06-22 12:30 | 1.5767 | 1.5767
2020-06-22 13:00 | 1.4468 | 1.4468
2020-06-22 13:30 | 1.4653 | 1.4653
2020-06-22 14:00 | 1.554 | 1.554
2020-06-22 14:30 | 1.6419 | 1.6419
2020-06-22 15:00 | 1.7683 | 1.7683
2020-06-22 15:30 | 1.9088 | 1.9088
2020-06-22 16:00 | 2.0899 | 2.0899
2020-06-22 16:30 | 2.2412 | 2.2412
2020-06-22 17:00 | 2.2506 | 2.2506
2020-06-22 17:30 | 2.4246 | 2.4246
2020-06-22 18:00 | 2.7329 | 2.7329
2020-06-22 18:30 | 3.1484 | 3.1484
2020-06-22 19:00 | 3.1616 | 3.1616
2020-06-22 19:30 | 2.9836 | 2.9836
2020-06-22 20:00 | 2.8401 | 2.8401
2020-06-22 20:30 | 2.5838 | 2.5838
2020-06-22 21:00 | 2.4783 | 2.4783
2020-06-22 21:30 | 2.5058 | 2.5058
2020-06-22 22:00 | 2.4164 | 2.4164
2020-06-22 22:30 | 2.2655 | 2.2655
2020-06-22 23:00 | 2.0453 | 2.0453
2020-06-22 23:30 | 2.0128 | 2.0128
2020-06-23 | 1.8237 | 1.8237
2020-06-23 00:30 | 1.8608 | 1.8608
2020-06-23 01:00 | 1.7646 | 1.7646
2020-06-23 01:30 | 1.7523 | 1.7523
2020-06-23 02:00 | 1.74 | 1.74
2020-06-23 02:30 | 1.7277 | 1.7277
2020-06-23 03:00 | 1.7154 | 1.7154
2020-06-23 03:30 | 1.7558 | 1.7558
2020-06-23 04:00 | 1.7148 | 1.7148
2020-06-23 04:30 | 1.9072 | 1.9072
2020-06-23 05:00 | 2.0363 | 2.0363
2020-06-23 05:30 | 2.2578 | 2.2578
2020-06-23 06:00 | 2.4794 | 2.4794
2020-06-23 06:30 | 2.701 | 2.701
2020-06-23 07:00 | 2.9225 | 2.9225
2020-06-23 07:30 | 3.1242 | 3.1242
2020-06-23 08:00 | 2.8936 | 2.8936
2020-06-23 08:30 | 2.7007 | 2.7007
2020-06-23 09:00 | 2.465 | 2.465
2020-06-23 09:30 | 2.1127 | 2.1127
2020-06-23 10:00 | 1.9788 | 1.9788
2020-06-23 10:30 | 1.74 | 1.74
2020-06-23 11:00 | 1.7595 | 1.7595
2020-06-23 11:30 | 1.6552 | 1.6552
2020-06-23 12:00 | 1.6076 | 1.6076
2020-06-23 12:30 | 1.4053 | 1.4053
2020-06-23 13:00 | 1.4708 | 1.4708
2020-06-23 13:30 | 1.5362 | 1.5362
2020-06-23 14:00 | 1.5753 | 1.5753
2020-06-23 14:30 | 1.6086 | 1.6086
2020-06-23 15:00 | 1.7289 | 1.7289
2020-06-23 15:30 | 1.7683 | 1.7683
2020-06-23 16:00 | 1.9177 | 1.9177
2020-06-23 16:30 | 2.0671 | 2.0671
2020-06-23 17:00 | 2.2933 | 2.2933
2020-06-23 17:30 | 2.4769 | 2.4769
2020-06-23 18:00 | 2.6953 | 2.6953
2020-06-23 18:30 | 2.8546 | 2.8546
2020-06-23 19:00 | 2.885 | 2.885
2020-06-23 19:30 | 2.9155 | 2.9155
2020-06-23 20:00 | 2.946 | 2.946
2020-06-23 20:30 | 2.7775 | 2.7775
2020-06-23 21:00 | 2.7623 | 2.7623
2020-06-23 21:30 | 2.7329 | 2.7329
2020-06-23 22:00 | 2.5102 | 2.5102
2020-06-23 22:30 | 2.3578 | 2.3578
2020-06-23 23:00 | 2.197 | 2.197
2020-06-23 23:30 | 2.1096 | 2.1096
2020-06-24 | 2.0363 | 2.0363
2020-06-24 00:30 | 1.9958 | 1.9958
2020-06-24 01:00 | 1.8755 | 1.8755
2020-06-24 01:30 | 1.8516 | 1.8516
2020-06-24 02:00 | 1.7683 | 1.7683
2020-06-24 02:30 | 1.8249 | 1.8249
2020-06-24 03:00 | 1.8219 | 1.8219
2020-06-24 03:30 | 1.8718 | 1.8718
2020-06-24 04:00 | 1.8755 | 1.8755
2020-06-24 04:30 | 2.0091 | 2.0091
2020-06-24 05:00 | 2.197 | 2.197
2020-06-24 05:30 | 2.3727 | 2.3727
2020-06-24 06:00 | 2.6201 | 2.6201
2020-06-24 06:30 | 2.9192 | 2.9192
2020-06-24 07:00 | 3.2183 | 3.2183
2020-06-24 07:30 | 3.3676 | 3.3676
2020-06-24 08:00 | 3.1474 | 3.1474
2020-06-24 08:30 | 2.8046 | 2.8046
2020-06-24 09:00 | 2.4432 | 2.4432
2020-06-24 09:30 | 2.1178 | 2.1178
2020-06-24 10:00 | 1.9677 | 1.9677
2020-06-24 10:30 | 1.8239 | 1.8239
2020-06-24 11:00 | 1.6848 | 1.6848
2020-06-24 11:30 | 1.7093 | 1.7093
2020-06-24 12:00 | 1.5004 | 1.5004
2020-06-24 12:30 | 1.5004 | 1.5004
2020-06-24 13:00 | 1.5004 | 1.5004
2020-06-24 13:30 | 1.4729 | 1.4729
2020-06-24 14:00 | 1.5004 | 1.5004
2020-06-24 14:30 | 1.6001 | 1.6001
2020-06-24 15:00 | 1.6612 | 1.6612
2020-06-24 15:30 | 1.7822 | 1.7822
2020-06-24 16:00 | 1.9291 | 1.9291
2020-06-24 16:30 | 1.9297 | 1.9297
2020-06-24 17:00 | 2.4114 | 2.4114
2020-06-24 17:30 | 2.5487 | 2.5487
2020-06-24 18:00 | 2.6793 | 2.6793
2020-06-24 18:30 | 2.9893 | 2.9893
2020-06-24 19:00 | 3.1866 | 3.1866
2020-06-24 19:30 | 3.0515 | 3.0515
2020-06-24 20:00 | 2.8463 | 2.8463
2020-06-24 20:30 | 2.8057 | 2.8057
2020-06-24 21:00 | 2.6793 | 2.6793
2020-06-24 21:30 | 2.7329 | 2.7329
2020-06-24 22:00 | 2.5721 | 2.5721
2020-06-24 22:30 | 2.321 | 2.321
2020-06-24 23:00 | 2.197 | 2.197
2020-06-24 23:30 | 2.0456 | 2.0456
2020-06-25 | 2.0899 | 2.0899
2020-06-25 00:30 | 1.8887 | 1.8887
2020-06-25 01:00 | 1.8219 | 1.8219
2020-06-25 01:30 | 1.8219 | 1.8219
2020-06-25 02:00 | 1.7973 | 1.7973
2020-06-25 02:30 | 1.8219 | 1.8219
2020-06-25 03:00 | 1.7683 | 1.7683
2020-06-25 03:30 | 1.8364 | 1.8364
2020-06-25 04:00 | 1.8467 | 1.8467
2020-06-25 04:30 | 2.0869 | 2.0869
2020-06-25 05:00 | 2.2056 | 2.2056
2020-06-25 05:30 | 2.4333 | 2.4333
2020-06-25 06:00 | 2.6609 | 2.6609
2020-06-25 06:30 | 2.8885 | 2.8885
2020-06-25 07:00 | 3.1161 | 3.1161
2020-06-25 07:30 | 3.3221 | 3.3221
2020-06-25 08:00 | 3.0544 | 3.0544
2020-06-25 08:30 | 2.7017 | 2.7017
2020-06-25 09:00 | 2.4114 | 2.4114
2020-06-25 09:30 | 2.1963 | 2.1963
2020-06-25 10:00 | 2.0363 | 2.0363
2020-06-25 10:30 | 1.8111 | 1.8111
2020-06-25 11:00 | 1.6076 | 1.6076
2020-06-25 11:30 | 1.6076 | 1.6076
2020-06-25 12:00 | 1.554 | 1.554
2020-06-25 12:30 | 1.4353 | 1.4353
2020-06-25 13:00 | 1.5952 | 1.5952
2020-06-25 13:30 | 1.4962 | 1.4962
2020-06-25 14:00 | 1.554 | 1.554
2020-06-25 14:30 | 1.6615 | 1.6615
2020-06-25 15:00 | 1.7683 | 1.7683
2020-06-25 15:30 | 1.9059 | 1.9059
2020-06-25 16:00 | 2.0899 | 2.0899
2020-06-25 16:30 | 2.1355 | 2.1355
2020-06-25 17:00 | 2.3042 | 2.3042
2020-06-25 17:30 | 2.3651 | 2.3651
2020-06-25 18:00 | 2.6251 | 2.6251
2020-06-25 18:30 | 2.9532 | 2.9532
2020-06-25 19:00 | 3.0373 | 3.0373
2020-06-25 19:30 | 2.9086 | 2.9086
2020-06-25 20:00 | 2.7329 | 2.7329
2020-06-25 20:30 | 2.7311 | 2.7311
2020-06-25 21:00 | 2.6003 | 2.6003
2020-06-25 21:30 | 2.5912 | 2.5912
2020-06-25 22:00 | 2.5185 | 2.5185
2020-06-25 22:30 | 2.3586 | 2.3586
2020-06-25 23:00 | 2.1962 | 2.1962
2020-06-25 23:30 | 2.0899 | 2.0899
2020-06-26 | 1.9713 | 1.9713
2020-06-26 00:30 | 1.9222 | 1.9222
2020-06-26 01:00 | 1.858 | 1.858
2020-06-26 01:30 | 1.7938 | 1.7938
2020-06-26 02:00 | 1.7683 | 1.7683
2020-06-26 02:30 | 1.7878 | 1.7878
2020-06-26 03:00 | 1.8755 | 1.8755
2020-06-26 03:30 | 1.7816 | 1.7816
2020-06-26 04:00 | 1.8219 | 1.8219
2020-06-26 04:30 | 2.0187 | 2.0187
2020-06-26 05:00 | 2.0899 | 2.0899
2020-06-26 05:30 | 2.3724 | 2.3724
2020-06-26 06:00 | 2.5185 | 2.5185
2020-06-26 06:30 | 2.777 | 2.777
2020-06-26 07:00 | 3.0544 | 3.0544
2020-06-26 07:30 | 3.2288 | 3.2288
2020-06-26 08:00 | 3.0008 | 3.0008
2020-06-26 08:30 | 2.5781 | 2.5781
2020-06-26 09:00 | 2.3971 | 2.3971
2020-06-26 09:30 | 2.2357 | 2.2357
2020-06-26 10:00 | 2.0763 | 2.0763
2020-06-26 10:30 | 1.8645 | 1.8645
2020-06-26 11:00 | 1.7017 | 1.7017
2020-06-26 11:30 | 1.6354 | 1.6354
2020-06-26 12:00 | 1.6044 | 1.6044
2020-06-26 12:30 | 1.5875 | 1.5875
2020-06-26 13:00 | 1.5706 | 1.5706
2020-06-26 13:30 | 1.557 | 1.557
2020-06-26 14:00 | 1.69 | 1.69
2020-06-26 14:30 | 1.7444 | 1.7444
2020-06-26 15:00 | 1.7988 | 1.7988
2020-06-26 15:30 | 1.8656 | 1.8656
2020-06-26 16:00 | 1.942 | 1.942
2020-06-26 16:30 | 2.0736 | 2.0736
2020-06-26 17:00 | 2.268 | 2.268
2020-06-26 17:30 | 2.4625 | 2.4625
2020-06-26 18:00 | 2.5987 | 2.5987
2020-06-26 18:30 | 2.6597 | 2.6597
2020-06-26 19:00 | 2.7207 | 2.7207
2020-06-26 19:30 | 2.6548 | 2.6548
2020-06-26 20:00 | 2.5573 | 2.5573
2020-06-26 20:30 | 2.4598 | 2.4598
2020-06-26 21:00 | 2.4114 | 2.4114
2020-06-26 21:30 | 2.4114 | 2.4114
2020-06-26 22:00 | 2.4114 | 2.4114
2020-06-26 22:30 | 2.2255 | 2.2255
2020-06-26 23:00 | 2.0899 | 2.0899
2020-06-26 23:30 | 1.9434 | 1.9434
2020-06-27 | 1.8755 | 1.8755
2020-06-27 00:30 | 1.8436 | 1.8436
2020-06-27 01:00 | 1.7683 | 1.7683
2020-06-27 01:30 | 1.8134 | 1.8134
2020-06-27 02:00 | 1.7177 | 1.7177
2020-06-27 02:30 | 1.8198 | 1.8198
2020-06-27 03:00 | 1.7683 | 1.7683
2020-06-27 03:30 | 1.7808 | 1.7808
2020-06-27 04:00 | 1.8444 | 1.8444
2020-06-27 04:30 | 1.9012 | 1.9012
2020-06-27 05:00 | 1.8755 | 1.8755
2020-06-27 05:30 | 2.0362 | 2.0362
2020-06-27 06:00 | 2.0446 | 2.0446
2020-06-27 06:30 | 2.2639 | 2.2639
2020-06-27 07:00 | 2.2506 | 2.2506
2020-06-27 07:30 | 2.4449 | 2.4449
2020-06-27 08:00 | 2.465 | 2.465
2020-06-27 08:30 | 2.3352 | 2.3352
2020-06-27 09:00 | 2.1918 | 2.1918
2020-06-27 09:30 | 2.1154 | 2.1154
2020-06-27 10:00 | 1.7944 | 1.7944
2020-06-27 10:30 | 2.5013 | 2.5013
2020-06-27 11:00 | 1.7663 | 1.7663
2020-06-27 11:30 | 1.6643 | 1.6643
2020-06-27 12:00 | 1.4518 | 1.4518
2020-06-27 12:30 | 1.4405 | 1.4405
2020-06-27 13:00 | 1.4054 | 1.4054
2020-06-27 13:30 | 1.3182 | 1.3182
2020-06-27 14:00 | 1.4746 | 1.4746
2020-06-27 14:30 | 1.554 | 1.554
2020-06-27 15:00 | 1.6192 | 1.6192
2020-06-27 15:30 | 1.7148 | 1.7148
2020-06-27 16:00 | 1.9107 | 1.9107
2020-06-27 16:30 | 2.0356 | 2.0356
2020-06-27 17:00 | 2.1542 | 2.1542
2020-06-27 17:30 | 2.2646 | 2.2646
2020-06-27 18:00 | 2.5721 | 2.5721
2020-06-27 18:30 | 2.7832 | 2.7832
2020-06-27 19:00 | 2.7539 | 2.7539
2020-06-27 19:30 | 2.6779 | 2.6779
2020-06-27 20:00 | 2.5556 | 2.5556
2020-06-27 20:30 | 2.4558 | 2.4558
2020-06-27 21:00 | 2.3972 | 2.3972
2020-06-27 21:30 | 2.3385 | 2.3385
2020-06-27 22:00 | 2.2798 | 2.2798
2020-06-27 22:30 | 2.2212 | 2.2212
2020-06-27 23:00 | 2.1395 | 2.1395
2020-06-27 23:30 | 1.9418 | 1.9418
2020-06-28 | 1.8568 | 1.8568
2020-06-28 00:30 | 1.7718 | 1.7718
2020-06-28 01:00 | 1.743 | 1.743
2020-06-28 01:30 | 1.7166 | 1.7166
2020-06-28 02:00 | 1.6525 | 1.6525
2020-06-28 02:30 | 1.6358 | 1.6358
2020-06-28 03:00 | 1.6958 | 1.6958
2020-06-28 03:30 | 1.6699 | 1.6699
2020-06-28 04:00 | 1.6612 | 1.6612
2020-06-28 04:30 | 1.6872 | 1.6872
2020-06-28 05:00 | 1.7683 | 1.7683
2020-06-28 05:30 | 1.8718 | 1.8718
2020-06-28 06:00 | 1.8755 | 1.8755
2020-06-28 06:30 | 2.068 | 2.068
2020-06-28 07:00 | 2.2206 | 2.2206
2020-06-28 07:30 | 2.3167 | 2.3167
2020-06-28 08:00 | 2.371 | 2.371
2020-06-28 08:30 | 2.3961 | 2.3961
2020-06-28 09:00 | 2.1675 | 2.1675
2020-06-28 09:30 | 2.0899 | 2.0899
2020-06-28 10:00 | 2.0754 | 2.0754
2020-06-28 10:30 | 1.8328 | 1.8328
2020-06-28 11:00 | 1.6719 | 1.6719
2020-06-28 11:30 | 1.763 | 1.763
2020-06-28 12:00 | 1.6661 | 1.6661
2020-06-28 12:30 | 1.6503 | 1.6503
2020-06-28 13:00 | 1.714 | 1.714
2020-06-28 13:30 | 1.6285 | 1.6285
2020-06-28 14:00 | 1.6978 | 1.6978
2020-06-28 14:30 | 1.7168 | 1.7168
2020-06-28 15:00 | 1.8755 | 1.8755
2020-06-28 15:30 | 1.9883 | 1.9883
2020-06-28 16:00 | 2.0363 | 2.0363
2020-06-28 16:30 | 2.2346 | 2.2346
2020-06-28 17:00 | 2.3042 | 2.3042
2020-06-28 17:30 | 2.4992 | 2.4992
2020-06-28 18:00 | 2.7329 | 2.7329
2020-06-28 18:30 | 2.9295 | 2.9295
2020-06-28 19:00 | 2.8401 | 2.8401
2020-06-28 19:30 | 2.7113 | 2.7113
2020-06-28 20:00 | 2.5721 | 2.5721
2020-06-28 20:30 | 2.5271 | 2.5271
2020-06-28 21:00 | 2.4114 | 2.4114
2020-06-28 21:30 | 2.4605 | 2.4605
2020-06-28 22:00 | 2.2506 | 2.2506
2020-06-28 22:30 | 2.1956 | 2.1956
2020-06-28 23:00 | 1.9291 | 1.9291
2020-06-28 23:30 | 1.8281 | 1.8281
2020-06-29 | 1.7683 | 1.7683
2020-06-29 00:30 | 1.6619 | 1.6619
2020-06-29 01:00 | 1.6612 | 1.6612
2020-06-29 01:30 | 1.655 | 1.655
2020-06-29 02:00 | 1.6612 | 1.6612
2020-06-29 02:30 | 1.502 | 1.502
2020-06-29 03:00 | 1.554 | 1.554
2020-06-29 03:30 | 1.5925 | 1.5925
2020-06-29 04:00 | 1.6099 | 1.6099
2020-06-29 04:30 | 1.772 | 1.772
2020-06-29 05:00 | 1.7683 | 1.7683
2020-06-29 05:30 | 1.9287 | 1.9287
2020-06-29 06:00 | 2.0899 | 2.0899
2020-06-29 06:30 | 2.334 | 2.334
2020-06-29 07:00 | 2.5608 | 2.5608
2020-06-29 07:30 | 2.5037 | 2.5037
2020-06-29 08:00 | 2.465 | 2.465
2020-06-29 08:30 | 2.2489 | 2.2489
2020-06-29 09:00 | 2.1848 | 2.1848
2020-06-29 09:30 | 1.9629 | 1.9629
2020-06-29 10:00 | 1.7566 | 1.7566
2020-06-29 10:30 | 1.6757 | 1.6757
2020-06-29 11:00 | 1.6303 | 1.6303
2020-06-29 11:30 | 1.6059 | 1.6059
2020-06-29 12:00 | 1.5543 | 1.5543
2020-06-29 12:30 | 1.6262 | 1.6262
2020-06-29 13:00 | 1.5995 | 1.5995
2020-06-29 13:30 | 1.5844 | 1.5844
2020-06-29 14:00 | 1.65 | 1.65
2020-06-29 14:30 | 1.7182 | 1.7182
2020-06-29 15:00 | 1.8454 | 1.8454
2020-06-29 15:30 | 1.9842 | 1.9842
2020-06-29 16:00 | 2.1036 | 2.1036
2020-06-29 16:30 | 2.0505 | 2.0505
2020-06-29 17:00 | 2.197 | 2.197
2020-06-29 17:30 | 2.3613 | 2.3613
2020-06-29 18:00 | 2.5721 | 2.5721
2020-06-29 18:30 | 2.9633 | 2.9633
2020-06-29 19:00 | 3.0029 | 3.0029
2020-06-29 19:30 | 2.8271 | 2.8271
2020-06-29 20:00 | 2.8401 | 2.8401
2020-06-29 20:30 | 2.4772 | 2.4772
2020-06-29 21:00 | 2.465 | 2.465
2020-06-29 21:30 | 2.4801 | 2.4801
2020-06-29 22:00 | 2.3042 | 2.3042
2020-06-29 22:30 | 2.2279 | 2.2279
2020-06-29 23:00 | 2.1235 | 2.1235
2020-06-29 23:30 | 2.019 | 2.019
2020-06-30 | 1.9146 | 1.9146
2020-06-30 00:30 | 1.8102 | 1.8102
2020-06-30 01:00 | 1.7054 | 1.7054
2020-06-30 01:30 | 1.5974 | 1.5974
2020-06-30 02:00 | 1.6871 | 1.6871
2020-06-30 02:30 | 1.6192 | 1.6192
2020-06-30 03:00 | 1.6338 | 1.6338
2020-06-30 03:30 | 1.6484 | 1.6484
2020-06-30 04:00 | 1.6076 | 1.6076
2020-06-30 04:30 | 1.7771 | 1.7771
2020-06-30 05:00 | 1.8539 | 1.8539
2020-06-30 05:30 | 1.9307 | 1.9307
2020-06-30 06:00 | 2.0573 | 2.0573
2020-06-30 06:30 | 2.3007 | 2.3007
2020-06-30 07:00 | 2.3782 | 2.3782
2020-06-30 07:30 | 2.2818 | 2.2818
2020-06-30 08:00 | 2.1855 | 2.1855
2020-06-30 08:30 | 2.0892 | 2.0892
2020-06-30 09:00 | 1.9929 | 1.9929
2020-06-30 09:30 | 1.8966 | 1.8966
2020-06-30 10:00 | 1.8947 | 1.8947
2020-06-30 10:30 | 1.8384 | 1.8384
2020-06-30 11:00 | 1.7683 | 1.7683
2020-06-30 11:30 | 1.6942 | 1.6942
2020-06-30 12:00 | 1.7086 | 1.7086
2020-06-30 12:30 | 1.6949 | 1.6949
2020-06-30 13:00 | 1.7625 | 1.7625
2020-06-30 13:30 | 1.8612 | 1.8612
2020-06-30 14:00 | 1.6612 | 1.6612
2020-06-30 14:30 | 1.8223 | 1.8223
2020-06-30 15:00 | 1.8219 | 1.8219
2020-06-30 15:30 | 1.9527 | 1.9527
2020-06-30 16:00 | 2.0899 | 2.0899
2020-06-30 16:30 | 2.1473 | 2.1473
2020-06-30 17:00 | 2.465 | 2.465
2020-06-30 17:30 | 2.6624 | 2.6624
2020-06-30 18:00 | 2.6793 | 2.6793
2020-06-30 18:30 | 3.0355 | 3.0355
2020-06-30 19:00 | 3.1616 | 3.1616
2020-06-30 19:30 | 3.0262 | 3.0262
2020-06-30 20:00 | 2.7865 | 2.7865
2020-06-30 20:30 | 2.6793 | 2.6793
2020-06-30 21:00 | 2.4114 | 2.4114
2020-06-30 21:30 | 2.5629 | 2.5629
2020-06-30 22:00 | 2.3042 | 2.3042
2020-06-30 22:30 | 2.1387 | 2.1387
2020-06-30 23:00 | 2.0371 | 2.0371
2020-06-30 23:30 | 1.9742 | 1.9742
2020-07-01 | 1.9113 | 1.9113
2020-07-01 00:30 | 1.8484 | 1.8484
2020-07-01 01:00 | 1.7855 | 1.7855
2020-07-01 01:30 | 1.7226 | 1.7226
2020-07-01 02:00 | 1.7148 | 1.7148
2020-07-01 02:30 | 1.7148 | 1.7148
2020-07-01 03:00 | 1.7148 | 1.7148
2020-07-01 03:30 | 1.7148 | 1.7148
2020-07-01 04:00 | 1.7148 | 1.7148
2020-07-01 04:30 | 1.7619 | 1.7619
2020-07-01 05:00 | 1.8563 | 1.8563
2020-07-01 05:30 | 2.055 | 2.055
2020-07-01 06:00 | 2.1187 | 2.1187
2020-07-01 06:30 | 2.2372 | 2.2372
2020-07-01 07:00 | 2.3042 | 2.3042
2020-07-01 07:30 | 2.3042 | 2.3042
2020-07-01 08:00 | 2.3042 | 2.3042
2020-07-01 08:30 | 2.2347 | 2.2347
2020-07-01 09:00 | 2.1237 | 2.1237
2020-07-01 09:30 | 2.0156 | 2.0156
2020-07-01 10:00 | 1.918 | 1.918
2020-07-01 10:30 | 1.7799 | 1.7799
2020-07-01 11:00 | 1.7752 | 1.7752
2020-07-01 11:30 | 1.7674 | 1.7674
2020-07-01 12:00 | 1.7683 | 1.7683
2020-07-01 12:30 | 1.8507 | 1.8507
2020-07-01 13:00 | 1.7683 | 1.7683
2020-07-01 13:30 | 1.8103 | 1.8103
2020-07-01 14:00 | 1.8295 | 1.8295
2020-07-01 14:30 | 1.9723 | 1.9723
2020-07-01 15:00 | 2.0363 | 2.0363
2020-07-01 15:30 | 2.2506 | 2.2506
2020-07-01 16:00 | 2.3283 | 2.3283
2020-07-01 16:30 | 2.3755 | 2.3755
2020-07-01 17:00 | 2.6005 | 2.6005
2020-07-01 17:30 | 2.6257 | 2.6257
2020-07-01 18:00 | 2.7731 | 2.7731
2020-07-01 18:30 | 3.1788 | 3.1788
2020-07-01 19:00 | 3.0544 | 3.0544
2020-07-01 19:30 | 2.913 | 2.913
2020-07-01 20:00 | 2.7329 | 2.7329
2020-07-01 20:30 | 2.6228 | 2.6228
2020-07-01 21:00 | 2.4114 | 2.4114
2020-07-01 21:30 | 2.5185 | 2.5185
2020-07-01 22:00 | 2.4459 | 2.4459
2020-07-01 22:30 | 2.3413 | 2.3413
2020-07-01 23:00 | 2.2367 | 2.2367
2020-07-01 23:30 | 2.1321 | 2.1321
2020-07-02 | 2.0275 | 2.0275
2020-07-02 00:30 | 1.9228 | 1.9228
2020-07-02 01:00 | 1.8182 | 1.8182
2020-07-02 01:30 | 1.7136 | 1.7136
2020-07-02 02:00 | 1.609 | 1.609
2020-07-02 02:30 | 1.6688 | 1.6688
2020-07-02 03:00 | 1.554 | 1.554
2020-07-02 03:30 | 1.5799 | 1.5799
2020-07-02 04:00 | 1.7148 | 1.7148
2020-07-02 04:30 | 1.6796 | 1.6796
2020-07-02 05:00 | 1.8915 | 1.8915
2020-07-02 05:30 | 1.9386 | 1.9386
2020-07-02 06:00 | 2.0363 | 2.0363
2020-07-02 06:30 | 2.17 | 2.17
2020-07-02 07:00 | 2.197 | 2.197
2020-07-02 07:30 | 2.2941 | 2.2941
2020-07-02 08:00 | 2.2399 | 2.2399
2020-07-02 08:30 | 2.1645 | 2.1645
2020-07-02 09:00 | 2.0091 | 2.0091
2020-07-02 09:30 | 1.9198 | 1.9198
2020-07-02 10:00 | 1.8723 | 1.8723
2020-07-02 10:30 | 1.8645 | 1.8645
2020-07-02 11:00 | 1.8566 | 1.8566
2020-07-02 11:30 | 1.8488 | 1.8488
2020-07-02 12:00 | 1.841 | 1.841
2020-07-02 12:30 | 1.8332 | 1.8332
2020-07-02 13:00 | 1.8254 | 1.8254
2020-07-02 13:30 | 1.9033 | 1.9033
2020-07-02 14:00 | 2.0363 | 2.0363
2020-07-02 14:30 | 2.2265 | 2.2265
2020-07-02 15:00 | 2.3578 | 2.3578
2020-07-02 15:30 | 2.3104 | 2.3104
2020-07-02 16:00 | 2.4114 | 2.4114
2020-07-02 16:30 | 2.6533 | 2.6533
2020-07-02 17:00 | 2.767 | 2.767
2020-07-02 17:30 | 2.8807 | 2.8807
2020-07-02 18:00 | 2.896 | 2.896
2020-07-02 18:30 | 3.1995 | 3.1995
2020-07-02 19:00 | 3.247 | 3.247
2020-07-02 19:30 | 3.0602 | 3.0602
2020-07-02 20:00 | 2.931 | 2.931
2020-07-02 20:30 | 2.7518 | 2.7518
2020-07-02 21:00 | 2.465 | 2.465
2020-07-02 21:30 | 2.4255 | 2.4255
2020-07-02 22:00 | 2.3578 | 2.3578
2020-07-02 22:30 | 2.252 | 2.252
2020-07-02 23:00 | 1.9827 | 1.9827
2020-07-02 23:30 | 1.9701 | 1.9701
2020-07-03 | 1.7683 | 1.7683
2020-07-03 00:30 | 1.7697 | 1.7697
2020-07-03 01:00 | 1.6612 | 1.6612
2020-07-03 01:30 | 1.7143 | 1.7143
2020-07-03 02:00 | 1.7148 | 1.7148
2020-07-03 02:30 | 1.5855 | 1.5855
2020-07-03 03:00 | 1.554 | 1.554
2020-07-03 03:30 | 1.5957 | 1.5957
2020-07-03 04:00 | 1.6612 | 1.6612
2020-07-03 04:30 | 1.7227 | 1.7227
2020-07-03 05:00 | 1.7683 | 1.7683
2020-07-03 05:30 | 1.9047 | 1.9047
2020-07-03 06:00 | 1.9827 | 1.9827
2020-07-03 06:30 | 2.1504 | 2.1504
2020-07-03 07:00 | 2.197 | 2.197
2020-07-03 07:30 | 2.3055 | 2.3055
2020-07-03 08:00 | 2.197 | 2.197
2020-07-03 08:30 | 2.227 | 2.227
2020-07-03 09:00 | 1.9827 | 1.9827
2020-07-03 09:30 | 1.9769 | 1.9769
2020-07-03 10:00 | 1.9153 | 1.9153
2020-07-03 10:30 | 1.7691 | 1.7691
2020-07-03 11:00 | 1.8755 | 1.8755
2020-07-03 11:30 | 1.8624 | 1.8624
2020-07-03 12:00 | 1.8219 | 1.8219
2020-07-03 12:30 | 1.7263 | 1.7263
2020-07-03 13:00 | 1.7879 | 1.7879
2020-07-03 13:30 | 1.8756 | 1.8756
2020-07-03 14:00 | 1.9287 | 1.9287
2020-07-03 14:30 | 2.1312 | 2.1312
2020-07-03 15:00 | 2.2656 | 2.2656
2020-07-03 15:30 | 2.1897 | 2.1897
2020-07-03 16:00 | 2.2936 | 2.2936
2020-07-03 16:30 | 2.4763 | 2.4763
2020-07-03 17:00 | 2.5898 | 2.5898
2020-07-03 17:30 | 2.625 | 2.625
2020-07-03 18:00 | 2.6602 | 2.6602
2020-07-03 18:30 | 2.6955 | 2.6955
2020-07-03 19:00 | 2.7307 | 2.7307
2020-07-03 19:30 | 2.766 | 2.766
2020-07-03 20:00 | 2.7185 | 2.7185
2020-07-03 20:30 | 2.5637 | 2.5637
2020-07-03 21:00 | 2.5185 | 2.5185
2020-07-03 21:30 | 2.4446 | 2.4446
2020-07-03 22:00 | 2.3241 | 2.3241
2020-07-03 22:30 | 2.2387 | 2.2387
2020-07-03 23:00 | 2.1522 | 2.1522
2020-07-03 23:30 | 1.9652 | 1.9652
2020-07-04 | 1.9827 | 1.9827
2020-07-04 00:30 | 1.7873 | 1.7873
2020-07-04 01:00 | 1.7683 | 1.7683
2020-07-04 01:30 | 1.7556 | 1.7556
2020-07-04 02:00 | 1.7683 | 1.7683
2020-07-04 02:30 | 1.7226 | 1.7226
2020-07-04 03:00 | 1.7683 | 1.7683
2020-07-04 03:30 | 1.7101 | 1.7101
2020-07-04 04:00 | 1.7683 | 1.7683
2020-07-04 04:30 | 1.7474 | 1.7474
2020-07-04 05:00 | 1.7683 | 1.7683
2020-07-04 05:30 | 1.6873 | 1.6873
2020-07-04 06:00 | 1.7683 | 1.7683
2020-07-04 06:30 | 1.9769 | 1.9769
2020-07-04 07:00 | 1.9291 | 1.9291
2020-07-04 07:30 | 2.1261 | 2.1261
2020-07-04 08:00 | 2.197 | 2.197
2020-07-04 08:30 | 2.0723 | 2.0723
2020-07-04 09:00 | 2.0899 | 2.0899
2020-07-04 09:30 | 1.9415 | 1.9415
2020-07-04 10:00 | 1.8755 | 1.8755
2020-07-04 10:30 | 1.7074 | 1.7074
2020-07-04 11:00 | 1.554 | 1.554
2020-07-04 11:30 | 1.4663 | 1.4663
2020-07-04 12:00 | 1.3397 | 1.3397
2020-07-04 12:30 | 1.4031 | 1.4031
2020-07-04 13:00 | 1.3397 | 1.3397
2020-07-04 13:30 | 1.3536 | 1.3536
2020-07-04 14:00 | 1.3932 | 1.3932
2020-07-04 14:30 | 1.4085 | 1.4085
2020-07-04 15:00 | 1.554 | 1.554
2020-07-04 15:30 | 1.5878 | 1.5878
2020-07-04 16:00 | 1.7683 | 1.7683
2020-07-04 16:30 | 1.7948 | 1.7948
2020-07-04 17:00 | 2.197 | 2.197
2020-07-04 17:30 | 2.3357 | 2.3357
2020-07-04 18:00 | 2.4114 | 2.4114
2020-07-04 18:30 | 2.8819 | 2.8819
2020-07-04 19:00 | 2.7329 | 2.7329
2020-07-04 19:30 | 2.761 | 2.761
2020-07-04 20:00 | 2.5721 | 2.5721
2020-07-04 20:30 | 2.4699 | 2.4699
2020-07-04 21:00 | 2.2506 | 2.2506
2020-07-04 21:30 | 2.3315 | 2.3315
2020-07-04 22:00 | 2.2506 | 2.2506
2020-07-04 22:30 | 2.0622 | 2.0622
2020-07-04 23:00 | 1.9291 | 1.9291
2020-07-04 23:30 | 1.891 | 1.891
2020-07-05 | 1.8219 | 1.8219
2020-07-05 00:30 | 1.8295 | 1.8295
2020-07-05 01:00 | 1.7683 | 1.7683
2020-07-05 01:30 | 1.7059 | 1.7059
2020-07-05 02:00 | 1.7148 | 1.7148
2020-07-05 02:30 | 1.6808 | 1.6808
2020-07-05 03:00 | 1.6612 | 1.6612
2020-07-05 03:30 | 1.6137 | 1.6137
2020-07-05 04:00 | 1.6612 | 1.6612
2020-07-05 04:30 | 1.701 | 1.701
2020-07-05 05:00 | 1.7683 | 1.7683
2020-07-05 05:30 | 1.801 | 1.801
2020-07-05 06:00 | 1.9291 | 1.9291
2020-07-05 06:30 | 1.9615 | 1.9615
2020-07-05 07:00 | 2.0899 | 2.0899
2020-07-05 07:30 | 2.0612 | 2.0612
2020-07-05 08:00 | 2.197 | 2.197
2020-07-05 08:30 | 2.2239 | 2.2239
2020-07-05 09:00 | 2.4114 | 2.4114
2020-07-05 09:30 | 2.1752 | 2.1752
2020-07-05 10:00 | 1.8755 | 1.8755
2020-07-05 10:30 | 1.9392 | 1.9392
2020-07-05 11:00 | 2.197 | 2.197
2020-07-05 11:30 | 1.9043 | 1.9043
2020-07-05 12:00 | 1.6612 | 1.6612
2020-07-05 12:30 | 1.9126 | 1.9126
2020-07-05 13:00 | 1.7683 | 1.7683
2020-07-05 13:30 | 1.858 | 1.858
2020-07-05 14:00 | 1.4468 | 1.4468
2020-07-05 14:30 | 1.7089 | 1.7089
2020-07-05 15:00 | 1.554 | 1.554
2020-07-05 15:30 | 1.5055 | 1.5055
2020-07-05 16:00 | 1.8755 | 1.8755
2020-07-05 16:30 | 1.8095 | 1.8095
2020-07-05 17:00 | 2.1434 | 2.1434
2020-07-05 17:30 | 2.308 | 2.308
2020-07-05 18:00 | 2.5721 | 2.5721
2020-07-05 18:30 | 2.8407 | 2.8407
2020-07-05 19:00 | 3.0544 | 3.0544
2020-07-05 19:30 | 2.901 | 2.901
2020-07-05 20:00 | 2.8401 | 2.8401
2020-07-05 20:30 | 2.6309 | 2.6309
2020-07-05 21:00 | 2.5185 | 2.5185
2020-07-05 21:30 | 2.5883 | 2.5883
2020-07-05 22:00 | 2.4114 | 2.4114
2020-07-05 22:30 | 2.2101 | 2.2101
2020-07-05 23:00 | 1.9827 | 1.9827
2020-07-05 23:30 | 2.0768 | 2.0768
2020-07-06 | 1.9291 | 1.9291
2020-07-06 00:30 | 1.9179 | 1.9179
2020-07-06 01:00 | 1.7683 | 1.7683
2020-07-06 01:30 | 1.7836 | 1.7836
2020-07-06 02:00 | 1.7683 | 1.7683
2020-07-06 02:30 | 1.7726 | 1.7726
2020-07-06 03:00 | 1.7683 | 1.7683
2020-07-06 03:30 | 1.7542 | 1.7542
2020-07-06 04:00 | 1.7683 | 1.7683
2020-07-06 04:30 | 1.9413 | 1.9413
2020-07-06 05:00 | 1.9827 | 1.9827
2020-07-06 05:30 | 2.2754 | 2.2754
2020-07-06 06:00 | 2.3042 | 2.3042
2020-07-06 06:30 | 2.6812 | 2.6812
2020-07-06 07:00 | 2.7329 | 2.7329
2020-07-06 07:30 | 3.0572 | 3.0572
2020-07-06 08:00 | 2.9472 | 2.9472
2020-07-06 08:30 | 2.8102 | 2.8102
2020-07-06 09:00 | 2.4114 | 2.4114
2020-07-06 09:30 | 2.3801 | 2.3801
2020-07-06 10:00 | 2.0899 | 2.0899
2020-07-06 10:30 | 1.8794 | 1.8794
2020-07-06 11:00 | 1.7683 | 1.7683
2020-07-06 11:30 | 1.4785 | 1.4785
2020-07-06 12:00 | 1.554 | 1.554
2020-07-06 12:30 | 1.5302 | 1.5302
2020-07-06 13:00 | 1.554 | 1.554
2020-07-06 13:30 | 1.4966 | 1.4966
2020-07-06 14:00 | 1.554 | 1.554
2020-07-06 14:30 | 1.6452 | 1.6452
2020-07-06 15:00 | 1.6076 | 1.6076
2020-07-06 15:30 | 1.7914 | 1.7914
2020-07-06 16:00 | 1.8219 | 1.8219
2020-07-06 16:30 | 2.1329 | 2.1329
2020-07-06 17:00 | 2.197 | 2.197
2020-07-06 17:30 | 2.3255 | 2.3255
2020-07-06 18:00 | 2.5721 | 2.5721
2020-07-06 18:30 | 2.9686 | 2.9686
2020-07-06 19:00 | 3.1616 | 3.1616
2020-07-06 19:30 | 2.9072 | 2.9072
2020-07-06 20:00 | 2.8401 | 2.8401
2020-07-06 20:30 | 2.6666 | 2.6666
2020-07-06 21:00 | 2.5185 | 2.5185
2020-07-06 21:30 | 2.539 | 2.539
2020-07-06 22:00 | 2.3578 | 2.3578
2020-07-06 22:30 | 2.2827 | 2.2827
2020-07-06 23:00 | 2.197 | 2.197
2020-07-06 23:30 | 2.0028 | 2.0028
2020-07-07 | 1.9291 | 1.9291
2020-07-07 00:30 | 1.9211 | 1.9211
2020-07-07 01:00 | 1.8219 | 1.8219
2020-07-07 01:30 | 1.7417 | 1.7417
2020-07-07 02:00 | 1.8219 | 1.8219
2020-07-07 02:30 | 1.8572 | 1.8572
2020-07-07 03:00 | 1.7683 | 1.7683
2020-07-07 03:30 | 1.7621 | 1.7621
2020-07-07 04:00 | 1.8219 | 1.8219
2020-07-07 04:30 | 1.9314 | 1.9314
2020-07-07 05:00 | 2.0363 | 2.0363
2020-07-07 05:30 | 2.2685 | 2.2685
2020-07-07 06:00 | 2.5185 | 2.5185
2020-07-07 06:30 | 2.7694 | 2.7694
2020-07-07 07:00 | 2.9472 | 2.9472
2020-07-07 07:30 | 2.9758 | 2.9758
2020-07-07 08:00 | 2.8401 | 2.8401
2020-07-07 08:30 | 2.7031 | 2.7031
2020-07-07 09:00 | 2.3042 | 2.3042
2020-07-07 09:30 | 2.3264 | 2.3264
2020-07-07 10:00 | 2.0363 | 2.0363
2020-07-07 10:30 | 1.7821 | 1.7821
2020-07-07 11:00 | 1.7148 | 1.7148
2020-07-07 11:30 | 1.551 | 1.551
2020-07-07 12:00 | 1.6612 | 1.6612
2020-07-07 12:30 | 1.5965 | 1.5965
2020-07-07 13:00 | 1.5004 | 1.5004
2020-07-07 13:30 | 1.5144 | 1.5144
2020-07-07 14:00 | 1.554 | 1.554
2020-07-07 14:30 | 1.6307 | 1.6307
2020-07-07 15:00 | 1.6076 | 1.6076
2020-07-07 15:30 | 1.8924 | 1.8924
2020-07-07 16:00 | 1.9266 | 1.9266
2020-07-07 16:30 | 2.1003 | 2.1003
2020-07-07 17:00 | 2.2425 | 2.2425
2020-07-07 17:30 | 2.3671 | 2.3671
2020-07-07 18:00 | 2.5721 | 2.5721
2020-07-07 18:30 | 2.7448 | 2.7448
2020-07-07 19:00 | 3.0008 | 3.0008
2020-07-07 19:30 | 2.8408 | 2.8408
2020-07-07 20:00 | 2.7329 | 2.7329
2020-07-07 20:30 | 2.599 | 2.599
2020-07-07 21:00 | 2.4114 | 2.4114
2020-07-07 21:30 | 2.5807 | 2.5807
2020-07-07 22:00 | 2.3578 | 2.3578
2020-07-07 22:30 | 2.2127 | 2.2127
2020-07-07 23:00 | 2.0363 | 2.0363
2020-07-07 23:30 | 2.0165 | 2.0165
2020-07-08 | 1.8755 | 1.8755
2020-07-08 00:30 | 1.8905 | 1.8905
2020-07-08 01:00 | 1.8219 | 1.8219
2020-07-08 01:30 | 1.7787 | 1.7787
2020-07-08 02:00 | 1.7683 | 1.7683
2020-07-08 02:30 | 1.6694 | 1.6694
2020-07-08 03:00 | 1.7148 | 1.7148
2020-07-08 03:30 | 1.7043 | 1.7043
2020-07-08 04:00 | 1.7683 | 1.7683
2020-07-08 04:30 | 1.862 | 1.862
2020-07-08 05:00 | 1.8755 | 1.8755
2020-07-08 05:30 | 2.1296 | 2.1296
2020-07-08 06:00 | 2.3578 | 2.3578
2020-07-08 06:30 | 2.5676 | 2.5676
2020-07-08 07:00 | 2.7227 | 2.7227
2020-07-08 07:30 | 2.6503 | 2.6503
2020-07-08 08:00 | 2.5721 | 2.5721
2020-07-08 08:30 | 2.4408 | 2.4408
2020-07-08 09:00 | 1.9827 | 1.9827
2020-07-08 09:30 | 1.6934 | 1.6934
2020-07-08 10:00 | 1.6076 | 1.6076
2020-07-08 10:30 | 1.5707 | 1.5707
2020-07-08 11:00 | 1.4468 | 1.4468
2020-07-08 11:30 | 1.4809 | 1.4809
2020-07-08 12:00 | 1.4468 | 1.4468
2020-07-08 12:30 | 1.4263 | 1.4263
2020-07-08 13:00 | 1.3397 | 1.3397
2020-07-08 13:30 | 1.4812 | 1.4812
2020-07-08 14:00 | 1.5004 | 1.5004
2020-07-08 14:30 | 1.5866 | 1.5866
2020-07-08 15:00 | 1.7683 | 1.7683
2020-07-08 15:30 | 1.8556 | 1.8556
2020-07-08 16:00 | 1.7683 | 1.7683
2020-07-08 16:30 | 2.126 | 2.126
2020-07-08 17:00 | 2.4114 | 2.4114
2020-07-08 17:30 | 2.7429 | 2.7429
2020-07-08 18:00 | 2.6257 | 2.6257
2020-07-08 18:30 | 2.8688 | 2.8688
2020-07-08 19:00 | 3.0008 | 3.0008
2020-07-08 19:30 | 2.8483 | 2.8483
2020-07-08 20:00 | 2.7865 | 2.7865
2020-07-08 20:30 | 2.547 | 2.547
2020-07-08 21:00 | 2.4114 | 2.4114
2020-07-08 21:30 | 2.4452 | 2.4452
2020-07-08 22:00 | 2.3042 | 2.3042
2020-07-08 22:30 | 2.0689 | 2.0689
2020-07-08 23:00 | 2.0363 | 2.0363
2020-07-08 23:30 | 1.8531 | 1.8531
2020-07-09 | 1.8755 | 1.8755
2020-07-09 00:30 | 1.7543 | 1.7543
2020-07-09 01:00 | 1.7683 | 1.7683
2020-07-09 01:30 | 1.6698 | 1.6698
2020-07-09 02:00 | 1.6612 | 1.6612
2020-07-09 02:30 | 1.6555 | 1.6555
2020-07-09 03:00 | 1.6612 | 1.6612
2020-07-09 03:30 | 1.7107 | 1.7107
2020-07-09 04:00 | 1.6612 | 1.6612
2020-07-09 04:30 | 1.8114 | 1.8114
2020-07-09 05:00 | 1.8219 | 1.8219
2020-07-09 05:30 | 1.9723 | 1.9723
2020-07-09 06:00 | 2.0899 | 2.0899
2020-07-09 06:30 | 2.3087 | 2.3087
2020-07-09 07:00 | 2.4114 | 2.4114
2020-07-09 07:30 | 2.5116 | 2.5116
2020-07-09 08:00 | 2.4114 | 2.4114
2020-07-09 08:30 | 2.252 | 2.252
2020-07-09 09:00 | 2.1434 | 2.1434
2020-07-09 09:30 | 1.7719 | 1.7719
2020-07-09 10:00 | 1.9827 | 1.9827
2020-07-09 10:30 | 1.7642 | 1.7642
2020-07-09 11:00 | 1.6612 | 1.6612
2020-07-09 11:30 | 1.6083 | 1.6083
2020-07-09 12:00 | 1.7148 | 1.7148
2020-07-09 12:30 | 1.6559 | 1.6559
2020-07-09 13:00 | 1.7148 | 1.7148
2020-07-09 13:30 | 1.758 | 1.758
2020-07-09 14:00 | 1.7683 | 1.7683
2020-07-09 14:30 | 1.8011 | 1.8011
2020-07-09 15:00 | 2.0363 | 2.0363
2020-07-09 15:30 | 2.1211 | 2.1211
2020-07-09 16:00 | 2.197 | 2.197
2020-07-09 16:30 | 2.3351 | 2.3351
2020-07-09 17:00 | 2.4114 | 2.4114
2020-07-09 17:30 | 2.602 | 2.602
2020-07-09 18:00 | 2.7329 | 2.7329
2020-07-09 18:30 | 2.7749 | 2.7749
2020-07-09 19:00 | 3.0544 | 3.0544
2020-07-09 19:30 | 2.921 | 2.921
2020-07-09 20:00 | 2.7865 | 2.7865
2020-07-09 20:30 | 2.5217 | 2.5217
2020-07-09 21:00 | 2.3578 | 2.3578
2020-07-09 21:30 | 2.4842 | 2.4842
2020-07-09 22:00 | 2.2506 | 2.2506
2020-07-09 22:30 | 2.1121 | 2.1121
2020-07-09 23:00 | 1.9827 | 1.9827
2020-07-09 23:30 | 1.8417 | 1.8417
2020-07-10 | 1.8755 | 1.8755
2020-07-10 00:30 | 1.7383 | 1.7383
2020-07-10 01:00 | 1.7683 | 1.7683
2020-07-10 01:30 | 1.7321 | 1.7321
2020-07-10 02:00 | 1.6612 | 1.6612
2020-07-10 02:30 | 1.6876 | 1.6876
2020-07-10 03:00 | 1.6612 | 1.6612
2020-07-10 03:30 | 1.6717 | 1.6717
2020-07-10 04:00 | 1.7683 | 1.7683
2020-07-10 04:30 | 1.7257 | 1.7257
2020-07-10 05:00 | 1.7683 | 1.7683
2020-07-10 05:30 | 1.9349 | 1.9349
2020-07-10 06:00 | 2.0899 | 2.0899
2020-07-10 06:30 | 2.2174 | 2.2174
2020-07-10 07:00 | 2.2506 | 2.2506
2020-07-10 07:30 | 2.3649 | 2.3649
2020-07-10 08:00 | 2.3578 | 2.3578
2020-07-10 08:30 | 2.1862 | 2.1862
2020-07-10 09:00 | 2.1434 | 2.1434
2020-07-10 09:30 | 1.9714 | 1.9714
2020-07-10 10:00 | 1.9291 | 1.9291
2020-07-10 10:30 | 1.8271 | 1.8271
2020-07-10 11:00 | 1.7683 | 1.7683
2020-07-10 11:30 | 1.7714 | 1.7714
2020-07-10 12:00 | 1.7683 | 1.7683
2020-07-10 12:30 | 1.8239 | 1.8239
2020-07-10 13:00 | 1.9291 | 1.9291
2020-07-10 13:30 | 1.8299 | 1.8299
2020-07-10 14:00 | 2.0363 | 2.0363
2020-07-10 14:30 | 2.0483 | 2.0483
2020-07-10 15:00 | 2.197 | 2.197
2020-07-10 15:30 | 2.3362 | 2.3362
2020-07-10 16:00 | 2.4114 | 2.4114
2020-07-10 16:30 | 2.5011 | 2.5011
2020-07-10 17:00 | 2.6257 | 2.6257
2020-07-10 17:30 | 2.5416 | 2.5416
2020-07-10 18:00 | 2.7329 | 2.7329
2020-07-10 18:30 | 2.9933 | 2.9933
2020-07-10 19:00 | 3.0008 | 3.0008
2020-07-10 19:30 | 2.9956 | 2.9956
2020-07-10 20:00 | 2.7329 | 2.7329
2020-07-10 20:30 | 2.4311 | 2.4311
2020-07-10 21:00 | 2.4114 | 2.4114
2020-07-10 21:30 | 2.4971 | 2.4971
2020-07-10 22:00 | 2.3578 | 2.3578
2020-07-10 22:30 | 2.1827 | 2.1827
2020-07-10 23:00 | 2.0363 | 2.0363
2020-07-10 23:30 | 1.8853 | 1.8853
2020-07-11 | 1.8755 | 1.8755
2020-07-11 00:30 | 1.7605 | 1.7605
2020-07-11 01:00 | 1.7148 | 1.7148
2020-07-11 01:30 | 1.7189 | 1.7189
2020-07-11 02:00 | 1.6612 | 1.6612
2020-07-11 02:30 | 1.7507 | 1.7507
2020-07-11 03:00 | 1.6076 | 1.6076
2020-07-11 03:30 | 1.6832 | 1.6832
2020-07-11 04:00 | 1.6612 | 1.6612
2020-07-11 04:30 | 1.7114 | 1.7114
2020-07-11 05:00 | 1.7683 | 1.7683
2020-07-11 05:30 | 1.8418 | 1.8418
2020-07-11 06:00 | 1.8755 | 1.8755
2020-07-11 06:30 | 1.8564 | 1.8564
2020-07-11 07:00 | 1.8755 | 1.8755
2020-07-11 07:30 | 2.0577 | 2.0577
2020-07-11 08:00 | 1.9827 | 1.9827
2020-07-11 08:30 | 1.9995 | 1.9995
2020-07-11 09:00 | 2.0899 | 2.0899
2020-07-11 09:30 | 1.9247 | 1.9247
2020-07-11 10:00 | 1.6612 | 1.6612
2020-07-11 10:30 | 1.6863 | 1.6863
2020-07-11 11:00 | 1.6612 | 1.6612
2020-07-11 11:30 | 1.5304 | 1.5304
2020-07-11 12:00 | 1.5004 | 1.5004
2020-07-11 12:30 | 1.6722 | 1.6722
2020-07-11 13:00 | 1.7148 | 1.7148
2020-07-11 13:30 | 1.7644 | 1.7644
2020-07-11 14:00 | 1.6612 | 1.6612
2020-07-11 14:30 | 1.8163 | 1.8163
2020-07-11 15:00 | 1.8755 | 1.8755
2020-07-11 15:30 | 1.9291 | 1.9291
2020-07-11 16:00 | 2.197 | 2.197
2020-07-11 16:30 | 2.2703 | 2.2703
2020-07-11 17:00 | 2.465 | 2.465
2020-07-11 17:30 | 2.4745 | 2.4745
2020-07-11 18:00 | 2.6793 | 2.6793
2020-07-11 18:30 | 2.6689 | 2.6689
2020-07-11 19:00 | 2.7865 | 2.7865
2020-07-11 19:30 | 2.7506 | 2.7506
2020-07-11 20:00 | 2.5185 | 2.5185
2020-07-11 20:30 | 2.5165 | 2.5165
2020-07-11 21:00 | 2.3042 | 2.3042
2020-07-11 21:30 | 2.4514 | 2.4514
2020-07-11 22:00 | 2.2506 | 2.2506
2020-07-11 22:30 | 2.1444 | 2.1444
2020-07-11 23:00 | 1.9291 | 1.9291
2020-07-11 23:30 | 1.8751 | 1.8751
2020-07-12 | 1.8219 | 1.8219
2020-07-12 00:30 | 1.7744 | 1.7744
2020-07-12 01:00 | 1.7683 | 1.7683
2020-07-12 01:30 | 1.6767 | 1.6767
2020-07-12 02:00 | 1.7683 | 1.7683
2020-07-12 02:30 | 1.6474 | 1.6474
2020-07-12 03:00 | 1.6612 | 1.6612
2020-07-12 03:30 | 1.7191 | 1.7191
2020-07-12 04:00 | 1.7148 | 1.7148
2020-07-12 04:30 | 1.6965 | 1.6965
2020-07-12 05:00 | 1.7683 | 1.7683
2020-07-12 05:30 | 1.8722 | 1.8722
2020-07-12 06:00 | 1.8219 | 1.8219
2020-07-12 06:30 | 1.9895 | 1.9895
2020-07-12 07:00 | 1.9827 | 1.9827
2020-07-12 07:30 | 2.058 | 2.058
2020-07-12 08:00 | 2.2506 | 2.2506
2020-07-12 08:30 | 2.1434 | 2.1434
2020-07-12 09:00 | 2.1443 | 2.1443
2020-07-12 09:30 | 1.8553 | 1.8553
2020-07-12 10:00 | 1.9827 | 1.9827
2020-07-12 10:30 | 1.8177 | 1.8177
2020-07-12 11:00 | 1.7442 | 1.7442
2020-07-12 11:30 | 1.4628 | 1.4628
2020-07-12 12:00 | 1.5004 | 1.5004
2020-07-12 12:30 | 1.4392 | 1.4392
2020-07-12 13:00 | 1.5004 | 1.5004
2020-07-12 13:30 | 1.5004 | 1.5004
2020-07-12 14:00 | 1.5004 | 1.5004
2020-07-12 14:30 | 1.6043 | 1.6043
2020-07-12 15:00 | 1.5676 | 1.5676
2020-07-12 15:30 | 1.6216 | 1.6216
2020-07-12 16:00 | 1.8032 | 1.8032
2020-07-12 16:30 | 1.9291 | 1.9291
2020-07-12 17:00 | 2.239 | 2.239
2020-07-12 17:30 | 2.3976 | 2.3976
2020-07-12 18:00 | 2.6591 | 2.6591
2020-07-12 18:30 | 2.9712 | 2.9712
2020-07-12 19:00 | 2.9947 | 2.9947
2020-07-12 19:30 | 2.8936 | 2.8936
2020-07-12 20:00 | 2.7865 | 2.7865
2020-07-12 20:30 | 2.667 | 2.667
2020-07-12 21:00 | 2.5185 | 2.5185
2020-07-12 21:30 | 2.5504 | 2.5504
2020-07-12 22:00 | 2.4114 | 2.4114
2020-07-12 22:30 | 2.1873 | 2.1873
2020-07-12 23:00 | 2.0363 | 2.0363
2020-07-12 23:30 | 1.9409 | 1.9409
2020-07-13 | 1.8755 | 1.8755
2020-07-13 00:30 | 1.8505 | 1.8505
2020-07-13 01:00 | 1.8755 | 1.8755
2020-07-13 01:30 | 1.7219 | 1.7219
2020-07-13 02:00 | 1.7148 | 1.7148
2020-07-13 02:30 | 1.6726 | 1.6726
2020-07-13 03:00 | 1.7148 | 1.7148
2020-07-13 03:30 | 1.7969 | 1.7969
2020-07-13 04:00 | 1.8219 | 1.8219
2020-07-13 04:30 | 1.9583 | 1.9583
2020-07-13 05:00 | 2.1434 | 2.1434
2020-07-13 05:30 | 2.3015 | 2.3015
2020-07-13 06:00 | 2.4114 | 2.4114
2020-07-13 06:30 | 2.6868 | 2.6868
2020-07-13 07:00 | 2.8401 | 2.8401
2020-07-13 07:30 | 3.1827 | 3.1827
2020-07-13 08:00 | 3.1616 | 3.1616
2020-07-13 08:30 | 2.7959 | 2.7959
2020-07-13 09:00 | 2.5185 | 2.5185
2020-07-13 09:30 | 2.2573 | 2.2573
2020-07-13 10:00 | 2.197 | 2.197
2020-07-13 10:30 | 1.9805 | 1.9805
2020-07-13 11:00 | 1.8755 | 1.8755
2020-07-13 11:30 | 1.7572 | 1.7572
2020-07-13 12:00 | 1.6612 | 1.6612
2020-07-13 12:30 | 1.4967 | 1.4967
2020-07-13 13:00 | 1.554 | 1.554
2020-07-13 13:30 | 1.5561 | 1.5561
2020-07-13 14:00 | 1.6612 | 1.6612
2020-07-13 14:30 | 1.7391 | 1.7391
2020-07-13 15:00 | 1.7148 | 1.7148
2020-07-13 15:30 | 1.8042 | 1.8042
2020-07-13 16:00 | 1.8219 | 1.8219
2020-07-13 16:30 | 2.1114 | 2.1114
2020-07-13 17:00 | 2.3578 | 2.3578
2020-07-13 17:30 | 2.446 | 2.446
2020-07-13 18:00 | 2.7329 | 2.7329
2020-07-13 18:30 | 3.091 | 3.091
2020-07-13 19:00 | 3.3759 | 3.3759
2020-07-13 19:30 | 3.2687 | 3.2687
2020-07-13 20:00 | 3.0544 | 3.0544
2020-07-13 20:30 | 2.8455 | 2.8455
2020-07-13 21:00 | 2.7329 | 2.7329
2020-07-13 21:30 | 2.7865 | 2.7865
2020-07-13 22:00 | 2.5185 | 2.5185
2020-07-13 22:30 | 2.3578 | 2.3578
2020-07-13 23:00 | 2.3042 | 2.3042
2020-07-13 23:30 | 2.2506 | 2.2506
2020-07-14 | 2.197 | 2.197
2020-07-14 00:30 | 1.9827 | 1.9827
2020-07-14 01:00 | 1.9827 | 1.9827
2020-07-14 01:30 | 1.9827 | 1.9827
2020-07-14 02:00 | 1.8755 | 1.8755
2020-07-14 02:30 | 1.8755 | 1.8755
2020-07-14 03:00 | 1.9291 | 1.9291
2020-07-14 03:30 | 1.9291 | 1.9291
2020-07-14 04:00 | 1.9827 | 1.9827
2020-07-14 04:30 | 1.9827 | 1.9827
2020-07-14 05:00 | 2.2506 | 2.2506
2020-07-14 05:30 | 2.4114 | 2.4114
2020-07-14 06:00 | 2.7329 | 2.7329
2020-07-14 06:30 | 3.0008 | 3.0008
2020-07-14 07:00 | 3.3759 | 3.3759
2020-07-14 07:30 | 3.4295 | 3.4295
2020-07-14 08:00 | 3.3759 | 3.3759
2020-07-14 08:30 | 2.9472 | 2.9472
2020-07-14 09:00 | 2.7329 | 2.7329
2020-07-14 09:30 | 2.3042 | 2.3042
2020-07-14 10:00 | 2.1434 | 2.1434
2020-07-14 10:30 | 1.8219 | 1.8219
2020-07-14 11:00 | 1.7148 | 1.7148
2020-07-14 11:30 | 1.6617 | 1.6617
2020-07-14 12:00 | 1.554 | 1.554
2020-07-14 12:30 | 1.6076 | 1.6076
2020-07-14 13:00 | 1.5004 | 1.5004
2020-07-14 13:30 | 1.554 | 1.554
2020-07-14 14:00 | 1.4468 | 1.4468
2020-07-14 14:30 | 1.4468 | 1.4468
2020-07-14 15:00 | 1.554 | 1.554
2020-07-14 15:30 | 1.7683 | 1.7683
2020-07-14 16:00 | 1.8755 | 1.8755
2020-07-14 16:30 | 1.9827 | 1.9827
2020-07-14 17:00 | 2.197 | 2.197
2020-07-14 17:30 | 2.465 | 2.465
2020-07-14 18:00 | 2.6257 | 2.6257
2020-07-14 18:30 | 2.9717 | 2.9717
2020-07-14 19:00 | 3.3759 | 3.3759
2020-07-14 19:30 | 3.3759 | 3.3759
2020-07-14 20:00 | 3.108 | 3.108
2020-07-14 20:30 | 2.9472 | 2.9472
2020-07-14 21:00 | 2.9472 | 2.9472
2020-07-14 21:30 | 2.8936 | 2.8936
2020-07-14 22:00 | 2.7865 | 2.7865
2020-07-14 22:30 | 2.4114 | 2.4114
2020-07-14 23:00 | 2.3648 | 2.3648
2020-07-14 23:30 | 2.2293 | 2.2293
2020-07-15 | 2.0899 | 2.0899
2020-07-15 00:30 | 2.0899 | 2.0899
2020-07-15 01:00 | 2.0899 | 2.0899
2020-07-15 01:30 | 1.9827 | 1.9827
2020-07-15 02:00 | 2.0363 | 2.0363
2020-07-15 02:30 | 1.9291 | 1.9291
2020-07-15 03:00 | 1.9291 | 1.9291
2020-07-15 03:30 | 2.0899 | 2.0899
2020-07-15 04:00 | 2.1434 | 2.1434
2020-07-15 04:30 | 2.197 | 2.197
2020-07-15 05:00 | 2.3042 | 2.3042
2020-07-15 05:30 | 2.6257 | 2.6257
2020-07-15 06:00 | 2.8401 | 2.8401
2020-07-15 06:30 | 3.2687 | 3.2687
2020-07-15 07:00 | 3.2152 | 3.2152
2020-07-15 07:30 | 3.6974 | 3.6974
2020-07-15 08:00 | 3.2687 | 3.2687
2020-07-15 08:30 | 2.4114 | 2.4114
2020-07-15 09:00 | 2.3042 | 2.3042
2020-07-15 09:30 | 1.9827 | 1.9827
2020-07-15 10:00 | 1.8755 | 1.8755
2020-07-15 10:30 | 1.554 | 1.554
2020-07-15 11:00 | 1.554 | 1.554
2020-07-15 11:30 | 1.3932 | 1.3932
2020-07-15 12:00 | 1.3397 | 1.3397
2020-07-15 12:30 | 1.2325 | 1.2325
2020-07-15 13:00 | 1.2861 | 1.2861
2020-07-15 13:30 | 1.2325 | 1.2325
2020-07-15 14:00 | 1.2861 | 1.2861
2020-07-15 14:30 | 1.2325 | 1.2325
2020-07-15 15:00 | 1.7683 | 1.7683
2020-07-15 15:30 | 1.8219 | 1.8219
2020-07-15 16:00 | 1.8219 | 1.8219
2020-07-15 16:30 | 2.197 | 2.197
2020-07-15 17:00 | 2.197 | 2.197
2020-07-15 17:30 | 2.6257 | 2.6257
2020-07-15 18:00 | 2.6257 | 2.6257
2020-07-15 18:30 | 2.9472 | 2.9472
2020-07-15 19:00 | 3.2687 | 3.2687
2020-07-15 19:30 | 3.108 | 3.108
2020-07-15 20:00 | 3.0544 | 3.0544
2020-07-15 20:30 | 2.8401 | 2.8401
2020-07-15 21:00 | 2.7329 | 2.7329
2020-07-15 21:30 | 2.7329 | 2.7329
2020-07-15 22:00 | 2.6257 | 2.6257
2020-07-15 22:30 | 2.4114 | 2.4114
2020-07-15 23:00 | 2.3042 | 2.3042
2020-07-15 23:30 | 2.1434 | 2.1434
2020-07-16 | 2.0363 | 2.0363
2020-07-16 00:30 | 1.8755 | 1.8755
2020-07-16 01:00 | 2.0372 | 2.0372
2020-07-16 01:30 | 1.8219 | 1.8219
2020-07-16 02:00 | 1.9291 | 1.9291
2020-07-16 02:30 | 1.8219 | 1.8219
2020-07-16 03:00 | 1.8219 | 1.8219
2020-07-16 03:30 | 1.9291 | 1.9291
2020-07-16 04:00 | 1.9827 | 1.9827
2020-07-16 04:30 | 2.1434 | 2.1434
2020-07-16 05:00 | 2.2506 | 2.2506
2020-07-16 05:30 | 2.6257 | 2.6257
2020-07-16 06:00 | 2.7865 | 2.7865
2020-07-16 06:30 | 3.1616 | 3.1616
2020-07-16 07:00 | 3.3223 | 3.3223
2020-07-16 07:30 | 3.5903 | 3.5903
2020-07-16 08:00 | 3.4295 | 3.4295
2020-07-16 08:30 | 2.8936 | 2.8936
2020-07-16 09:00 | 2.7865 | 2.7865
2020-07-16 09:30 | 2.4114 | 2.4114
2020-07-16 10:00 | 2.1434 | 2.1434
2020-07-16 10:30 | 1.8755 | 1.8755
2020-07-16 11:00 | 1.7148 | 1.7148
2020-07-16 11:30 | 1.554 | 1.554
2020-07-16 12:00 | 1.554 | 1.554
2020-07-16 12:30 | 1.5004 | 1.5004
2020-07-16 13:00 | 1.4468 | 1.4468
2020-07-16 13:30 | 1.5004 | 1.5004
2020-07-16 14:00 | 1.4468 | 1.4468
2020-07-16 14:30 | 1.554 | 1.554
2020-07-16 15:00 | 1.554 | 1.554
2020-07-16 15:30 | 1.8219 | 1.8219
2020-07-16 16:00 | 1.8755 | 1.8755
2020-07-16 16:30 | 1.9827 | 1.9827
2020-07-16 17:00 | 2.2506 | 2.2506
2020-07-16 17:30 | 2.4114 | 2.4114
2020-07-16 18:00 | 2.5917 | 2.5917
2020-07-16 18:30 | 2.8401 | 2.8401
2020-07-16 19:00 | 3.1616 | 3.1616
2020-07-16 19:30 | 2.9472 | 2.9472
2020-07-16 20:00 | 2.8401 | 2.8401
2020-07-16 20:30 | 2.8401 | 2.8401
2020-07-16 21:00 | 2.6257 | 2.6257
2020-07-16 21:30 | 2.7865 | 2.7865
2020-07-16 22:00 | 2.5185 | 2.5185
2020-07-16 22:30 | 2.3042 | 2.3042
2020-07-16 23:00 | 2.3042 | 2.3042
2020-07-16 23:30 | 2.0899 | 2.0899
2020-07-17 | 2.0363 | 2.0363
2020-07-17 00:30 | 1.9827 | 1.9827
2020-07-17 01:00 | 1.9827 | 1.9827
2020-07-17 01:30 | 1.8755 | 1.8755
2020-07-17 02:00 | 1.8755 | 1.8755
2020-07-17 02:30 | 1.7683 | 1.7683
2020-07-17 03:00 | 1.8219 | 1.8219
2020-07-17 03:30 | 1.9291 | 1.9291
2020-07-17 04:00 | 1.9291 | 1.9291
2020-07-17 04:30 | 2.1132 | 2.1132
2020-07-17 05:00 | 2.2506 | 2.2506
2020-07-17 05:30 | 2.3578 | 2.3578
2020-07-17 06:00 | 2.6415 | 2.6415
2020-07-17 06:30 | 3.0008 | 3.0008
2020-07-17 07:00 | 3.2152 | 3.2152
2020-07-17 07:30 | 3.3759 | 3.3759
2020-07-17 08:00 | 3.2687 | 3.2687
2020-07-17 08:30 | 2.8401 | 2.8401
2020-07-17 09:00 | 2.6257 | 2.6257
2020-07-17 09:30 | 2.3578 | 2.3578
2020-07-17 10:00 | 2.0584 | 2.0584
2020-07-17 10:30 | 1.892 | 1.892
2020-07-17 11:00 | 1.7148 | 1.7148
2020-07-17 11:30 | 1.5755 | 1.5755
2020-07-17 12:00 | 1.6076 | 1.6076
2020-07-17 12:30 | 1.4468 | 1.4468
2020-07-17 13:00 | 1.3932 | 1.3932
2020-07-17 13:30 | 1.4468 | 1.4468
2020-07-17 14:00 | 1.4468 | 1.4468
2020-07-17 14:30 | 1.554 | 1.554
2020-07-17 15:00 | 1.6612 | 1.6612
2020-07-17 15:30 | 1.7683 | 1.7683
2020-07-17 16:00 | 1.9827 | 1.9827
2020-07-17 16:30 | 1.9827 | 1.9827
2020-07-17 17:00 | 2.2506 | 2.2506
2020-07-17 17:30 | 2.3569 | 2.3569
2020-07-17 18:00 | 2.5185 | 2.5185
2020-07-17 18:30 | 2.8401 | 2.8401
2020-07-17 19:00 | 3.0008 | 3.0008
2020-07-17 19:30 | 3.0544 | 3.0544
2020-07-17 20:00 | 2.7329 | 2.7329
2020-07-17 20:30 | 2.7329 | 2.7329
2020-07-17 21:00 | 2.6793 | 2.6793
2020-07-17 21:30 | 2.7329 | 2.7329
2020-07-17 22:00 | 2.6257 | 2.6257
2020-07-17 22:30 | 2.4256 | 2.4256
2020-07-17 23:00 | 2.2693 | 2.2693
2020-07-17 23:30 | 2.0766 | 2.0766
2020-07-18 | 2.1434 | 2.1434
2020-07-18 00:30 | 1.9873 | 1.9873
2020-07-18 01:00 | 2.0054 | 2.0054
2020-07-18 01:30 | 1.9704 | 1.9704
2020-07-18 02:00 | 1.8755 | 1.8755
2020-07-18 02:30 | 1.9588 | 1.9588
2020-07-18 03:00 | 1.9291 | 1.9291
2020-07-18 03:30 | 1.9291 | 1.9291
2020-07-18 04:00 | 2.0363 | 2.0363
2020-07-18 04:30 | 1.9827 | 1.9827
2020-07-18 05:00 | 2.1434 | 2.1434
2020-07-18 05:30 | 2.2558 | 2.2558
2020-07-18 06:00 | 2.2844 | 2.2844
2020-07-18 06:30 | 2.6257 | 2.6257
2020-07-18 07:00 | 2.6257 | 2.6257
2020-07-18 07:30 | 2.7865 | 2.7865
2020-07-18 08:00 | 2.7865 | 2.7865
2020-07-18 08:30 | 2.7329 | 2.7329
2020-07-18 09:00 | 2.5721 | 2.5721
2020-07-18 09:30 | 2.3042 | 2.3042
2020-07-18 10:00 | 2.2506 | 2.2506
2020-07-18 10:30 | 1.8755 | 1.8755
2020-07-18 11:00 | 1.8219 | 1.8219
2020-07-18 11:30 | 1.7683 | 1.7683
2020-07-18 12:00 | 1.554 | 1.554
2020-07-18 12:30 | 1.554 | 1.554
2020-07-18 13:00 | 1.5004 | 1.5004
2020-07-18 13:30 | 1.6612 | 1.6612
2020-07-18 14:00 | 1.6612 | 1.6612
2020-07-18 14:30 | 1.7148 | 1.7148
2020-07-18 15:00 | 1.7148 | 1.7148
2020-07-18 15:30 | 1.8219 | 1.8219
2020-07-18 16:00 | 1.9827 | 1.9827
2020-07-18 16:30 | 2.0363 | 2.0363
2020-07-18 17:00 | 2.3042 | 2.3042
2020-07-18 17:30 | 2.3578 | 2.3578
2020-07-18 18:00 | 2.6257 | 2.6257
2020-07-18 18:30 | 2.7329 | 2.7329
2020-07-18 19:00 | 2.8401 | 2.8401
2020-07-18 19:30 | 2.8401 | 2.8401
2020-07-18 20:00 | 2.6257 | 2.6257
2020-07-18 20:30 | 2.6257 | 2.6257
2020-07-18 21:00 | 2.3578 | 2.3578
2020-07-18 21:30 | 2.5185 | 2.5185
2020-07-18 22:00 | 2.3042 | 2.3042
2020-07-18 22:30 | 2.197 | 2.197
2020-07-18 23:00 | 2.0363 | 2.0363
2020-07-18 23:30 | 1.9827 | 1.9827
2020-07-19 | 1.8755 | 1.8755
2020-07-19 00:30 | 1.8755 | 1.8755
2020-07-19 01:00 | 1.8755 | 1.8755
2020-07-19 01:30 | 1.7683 | 1.7683
2020-07-19 02:00 | 1.8219 | 1.8219
2020-07-19 02:30 | 1.7683 | 1.7683
2020-07-19 03:00 | 1.8219 | 1.8219
2020-07-19 03:30 | 1.7683 | 1.7683
2020-07-19 04:00 | 1.8755 | 1.8755
2020-07-19 04:30 | 1.8219 | 1.8219
2020-07-19 05:00 | 1.9827 | 1.9827
2020-07-19 05:30 | 2.0363 | 2.0363
2020-07-19 06:00 | 2.0899 | 2.0899
2020-07-19 06:30 | 2.2506 | 2.2506
2020-07-19 07:00 | 2.3042 | 2.3042
2020-07-19 07:30 | 2.3042 | 2.3042
2020-07-19 08:00 | 2.4114 | 2.4114
2020-07-19 08:30 | 2.3578 | 2.3578
2020-07-19 09:00 | 2.2506 | 2.2506
2020-07-19 09:30 | 2.1432 | 2.1432
2020-07-19 10:00 | 1.9827 | 1.9827
2020-07-19 10:30 | 1.7683 | 1.7683
2020-07-19 11:00 | 1.8755 | 1.8755
2020-07-19 11:30 | 1.6612 | 1.6612
2020-07-19 12:00 | 1.7683 | 1.7683
2020-07-19 12:30 | 1.5004 | 1.5004
2020-07-19 13:00 | 1.6612 | 1.6612
2020-07-19 13:30 | 1.554 | 1.554
2020-07-19 14:00 | 1.7683 | 1.7683
2020-07-19 14:30 | 1.8205 | 1.8205
2020-07-19 15:00 | 1.7683 | 1.7683
2020-07-19 15:30 | 2.0363 | 2.0363
2020-07-19 16:00 | 2.0899 | 2.0899
2020-07-19 16:30 | 2.3042 | 2.3042
2020-07-19 17:00 | 2.4114 | 2.4114
2020-07-19 17:30 | 2.465 | 2.465
2020-07-19 18:00 | 2.7329 | 2.7329
2020-07-19 18:30 | 2.8936 | 2.8936
2020-07-19 19:00 | 3.0008 | 3.0008
2020-07-19 19:30 | 2.9472 | 2.9472
2020-07-19 20:00 | 2.6793 | 2.6793
2020-07-19 20:30 | 2.6257 | 2.6257
2020-07-19 21:00 | 2.3578 | 2.3578
2020-07-19 21:30 | 2.5721 | 2.5721
2020-07-19 22:00 | 2.3042 | 2.3042
2020-07-19 22:30 | 2.1434 | 2.1434
2020-07-19 23:00 | 1.9827 | 1.9827
2020-07-19 23:30 | 1.8219 | 1.8219
2020-07-20 | 1.8219 | 1.8219
2020-07-20 00:30 | 1.7683 | 1.7683
2020-07-20 01:00 | 1.7683 | 1.7683
2020-07-20 01:30 | 1.7148 | 1.7148
2020-07-20 02:00 | 1.6076 | 1.6076
2020-07-20 02:30 | 1.6612 | 1.6612
2020-07-20 03:00 | 1.7148 | 1.7148
2020-07-20 03:30 | 1.6612 | 1.6612
2020-07-20 04:00 | 1.7683 | 1.7683
2020-07-20 04:30 | 1.8219 | 1.8219
2020-07-20 05:00 | 2.0899 | 2.0899
2020-07-20 05:30 | 2.197 | 2.197
2020-07-20 06:00 | 2.3042 | 2.3042
2020-07-20 06:30 | 2.7329 | 2.7329
2020-07-20 07:00 | 2.9472 | 2.9472
2020-07-20 07:30 | 3.0544 | 3.0544
2020-07-20 08:00 | 2.8401 | 2.8401
2020-07-20 08:30 | 2.6991 | 2.6991
2020-07-20 09:00 | 2.2506 | 2.2506
2020-07-20 09:30 | 2.0899 | 2.0899
2020-07-20 10:00 | 2.0363 | 2.0363
2020-07-20 10:30 | 1.7683 | 1.7683
2020-07-20 11:00 | 1.7148 | 1.7148
2020-07-20 11:30 | 1.6612 | 1.6612
2020-07-20 12:00 | 1.7148 | 1.7148
2020-07-20 12:30 | 1.7683 | 1.7683
2020-07-20 13:00 | 1.6076 | 1.6076
2020-07-20 13:30 | 1.8219 | 1.8219
2020-07-20 14:00 | 1.5004 | 1.5004
2020-07-20 14:30 | 1.554 | 1.554
2020-07-20 15:00 | 1.6612 | 1.6612
2020-07-20 15:30 | 1.8755 | 1.8755
2020-07-20 16:00 | 2.0899 | 2.0899
2020-07-20 16:30 | 2.3042 | 2.3042
2020-07-20 17:00 | 2.3042 | 2.3042
2020-07-20 17:30 | 2.5185 | 2.5185
2020-07-20 18:00 | 2.5185 | 2.5185
2020-07-20 18:30 | 3.0544 | 3.0544
2020-07-20 19:00 | 3.0544 | 3.0544
2020-07-20 19:30 | 2.8943 | 2.8943
2020-07-20 20:00 | 2.7256 | 2.7256
2020-07-20 20:30 | 2.7329 | 2.7329
2020-07-20 21:00 | 2.5185 | 2.5185
2020-07-20 21:30 | 2.5721 | 2.5721
2020-07-20 22:00 | 2.3042 | 2.3042
2020-07-20 22:30 | 2.1434 | 2.1434
2020-07-20 23:00 | 2.0363 | 2.0363
2020-07-20 23:30 | 1.9291 | 1.9291
2020-07-21 | 1.8219 | 1.8219
2020-07-21 00:30 | 1.7148 | 1.7148
2020-07-21 01:00 | 1.6612 | 1.6612
2020-07-21 01:30 | 1.6612 | 1.6612
2020-07-21 02:00 | 1.6076 | 1.6076
2020-07-21 02:30 | 1.6076 | 1.6076
2020-07-21 03:00 | 1.6612 | 1.6612
2020-07-21 03:30 | 1.7683 | 1.7683
2020-07-21 04:00 | 1.7148 | 1.7148
2020-07-21 04:30 | 1.8219 | 1.8219
2020-07-21 05:00 | 1.8755 | 1.8755
2020-07-21 05:30 | 2.0899 | 2.0899
2020-07-21 06:00 | 2.197 | 2.197
2020-07-21 06:30 | 2.4114 | 2.4114
2020-07-21 07:00 | 2.6793 | 2.6793
2020-07-21 07:30 | 2.8401 | 2.8401
2020-07-21 08:00 | 2.6257 | 2.6257
2020-07-21 08:30 | 2.5721 | 2.5721
2020-07-21 09:00 | 2.1434 | 2.1434
2020-07-21 09:30 | 1.9827 | 1.9827
2020-07-21 10:00 | 1.8755 | 1.8755
2020-07-21 10:30 | 1.7683 | 1.7683
2020-07-21 11:00 | 1.7683 | 1.7683
2020-07-21 11:30 | 1.7683 | 1.7683
2020-07-21 12:00 | 1.8755 | 1.8755
2020-07-21 12:30 | 1.554 | 1.554
2020-07-21 13:00 | 1.6076 | 1.6076
2020-07-21 13:30 | 1.6612 | 1.6612
2020-07-21 14:00 | 1.6612 | 1.6612
2020-07-21 14:30 | 1.7683 | 1.7683
2020-07-21 15:00 | 1.9636 | 1.9636
2020-07-21 15:30 | 2.197 | 2.197
2020-07-21 16:00 | 1.9827 | 1.9827
2020-07-21 16:30 | 2.4114 | 2.4114
2020-07-21 17:00 | 2.4114 | 2.4114
2020-07-21 17:30 | 2.6257 | 2.6257
2020-07-21 18:00 | 2.7329 | 2.7329
2020-07-21 18:30 | 2.8401 | 2.8401
2020-07-21 19:00 | 3.1616 | 3.1616
2020-07-21 19:30 | 2.9086 | 2.9086
2020-07-21 20:00 | 2.8936 | 2.8936
2020-07-21 20:30 | 2.7329 | 2.7329
2020-07-21 21:00 | 2.5185 | 2.5185
2020-07-21 21:30 | 2.5185 | 2.5185
2020-07-21 22:00 | 2.4114 | 2.4114
2020-07-21 22:30 | 2.1434 | 2.1434
2020-07-21 23:00 | 2.0363 | 2.0363
2020-07-21 23:30 | 1.8755 | 1.8755
2020-07-22 | 1.8219 | 1.8219
2020-07-22 00:30 | 1.7683 | 1.7683
2020-07-22 01:00 | 1.7148 | 1.7148
2020-07-22 01:30 | 1.6612 | 1.6612
2020-07-22 02:00 | 1.6612 | 1.6612
2020-07-22 02:30 | 1.6612 | 1.6612
2020-07-22 03:00 | 1.6612 | 1.6612
2020-07-22 03:30 | 1.6612 | 1.6612
2020-07-22 04:00 | 1.7683 | 1.7683
2020-07-22 04:30 | 1.7683 | 1.7683
2020-07-22 05:00 | 1.7683 | 1.7683
2020-07-22 05:30 | 1.8755 | 1.8755
2020-07-22 06:00 | 2.197 | 2.197
2020-07-22 06:30 | 2.4114 | 2.4114
2020-07-22 07:00 | 2.465 | 2.465
2020-07-22 07:30 | 2.6793 | 2.6793
2020-07-22 08:00 | 2.6257 | 2.6257
2020-07-22 08:30 | 2.0899 | 2.0899
2020-07-22 09:00 | 1.9827 | 1.9827
2020-07-22 09:30 | 1.6612 | 1.6612
2020-07-22 10:00 | 1.6612 | 1.6612
2020-07-22 10:30 | 1.4468 | 1.4468
2020-07-22 11:00 | 1.4468 | 1.4468
2020-07-22 11:30 | 1.3397 | 1.3397
2020-07-22 12:00 | 1.3932 | 1.3932
2020-07-22 12:30 | 1.4468 | 1.4468
2020-07-22 13:00 | 1.3397 | 1.3397
2020-07-22 13:30 | 1.3397 | 1.3397
2020-07-22 14:00 | 1.4468 | 1.4468
2020-07-22 14:30 | 1.4468 | 1.4468
2020-07-22 15:00 | 1.4468 | 1.4468
2020-07-22 15:30 | 1.7683 | 1.7683
2020-07-22 16:00 | 1.7683 | 1.7683
2020-07-22 16:30 | 1.9291 | 1.9291
2020-07-22 17:00 | 2.0899 | 2.0899
2020-07-22 17:30 | 2.4114 | 2.4114
2020-07-22 18:00 | 2.8401 | 2.8401
2020-07-22 18:30 | 2.7865 | 2.7865
2020-07-22 19:00 | 3.0544 | 3.0544
2020-07-22 19:30 | 2.8401 | 2.8401
2020-07-22 20:00 | 2.7329 | 2.7329
2020-07-22 20:30 | 2.7329 | 2.7329
2020-07-22 21:00 | 2.4114 | 2.4114
2020-07-22 21:30 | 2.6257 | 2.6257
2020-07-22 22:00 | 2.3042 | 2.3042
2020-07-22 22:30 | 2.2506 | 2.2506
2020-07-22 23:00 | 2.0899 | 2.0899
2020-07-22 23:30 | 1.9291 | 1.9291
2020-07-23 | 1.8219 | 1.8219
2020-07-23 00:30 | 1.7683 | 1.7683
2020-07-23 01:00 | 1.6612 | 1.6612
2020-07-23 01:30 | 1.6612 | 1.6612
2020-07-23 02:00 | 1.6612 | 1.6612
2020-07-23 02:30 | 1.6076 | 1.6076
2020-07-23 03:00 | 1.7148 | 1.7148
2020-07-23 03:30 | 1.6612 | 1.6612
2020-07-23 04:00 | 1.7683 | 1.7683
2020-07-23 04:30 | 1.8219 | 1.8219
2020-07-23 05:00 | 1.8755 | 1.8755
2020-07-23 05:30 | 2.0363 | 2.0363
2020-07-23 06:00 | 2.2506 | 2.2506
2020-07-23 06:30 | 2.5185 | 2.5185
2020-07-23 07:00 | 2.6793 | 2.6793
2020-07-23 07:30 | 2.6793 | 2.6793
2020-07-23 08:00 | 2.6793 | 2.6793
2020-07-23 08:30 | 2.4114 | 2.4114
2020-07-23 09:00 | 2.1434 | 2.1434
2020-07-23 09:30 | 2.0363 | 2.0363
2020-07-23 10:00 | 1.8755 | 1.8755
2020-07-23 10:30 | 1.7683 | 1.7683
2020-07-23 11:00 | 1.6612 | 1.6612
2020-07-23 11:30 | 1.554 | 1.554
2020-07-23 12:00 | 1.4468 | 1.4468
2020-07-23 12:30 | 1.6076 | 1.6076
2020-07-23 13:00 | 1.6612 | 1.6612
2020-07-23 13:30 | 1.5004 | 1.5004
2020-07-23 14:00 | 1.554 | 1.554
2020-07-23 14:30 | 1.7148 | 1.7148
2020-07-23 15:00 | 1.8219 | 1.8219
2020-07-23 15:30 | 1.9291 | 1.9291
2020-07-23 16:00 | 1.9827 | 1.9827
2020-07-23 16:30 | 2.197 | 2.197
2020-07-23 17:00 | 2.3042 | 2.3042
2020-07-23 17:30 | 2.5721 | 2.5721
2020-07-23 18:00 | 2.7865 | 2.7865
2020-07-23 18:30 | 2.8401 | 2.8401
2020-07-23 19:00 | 3.0544 | 3.0544
2020-07-23 19:30 | 2.8936 | 2.8936
2020-07-23 20:00 | 2.6793 | 2.6793
2020-07-23 20:30 | 2.6257 | 2.6257
2020-07-23 21:00 | 2.5185 | 2.5185
2020-07-23 21:30 | 2.6793 | 2.6793
2020-07-23 22:00 | 2.3042 | 2.3042
2020-07-23 22:30 | 2.1803 | 2.1803
2020-07-23 23:00 | 2.0899 | 2.0899
2020-07-23 23:30 | 1.9827 | 1.9827
2020-07-24 | 1.8219 | 1.8219
2020-07-24 00:30 | 1.8755 | 1.8755
2020-07-24 01:00 | 1.7148 | 1.7148
2020-07-24 01:30 | 1.7148 | 1.7148
2020-07-24 02:00 | 1.6612 | 1.6612
2020-07-24 02:30 | 1.7148 | 1.7148
2020-07-24 03:00 | 1.6076 | 1.6076
2020-07-24 03:30 | 1.7148 | 1.7148
2020-07-24 04:00 | 1.6612 | 1.6612
2020-07-24 04:30 | 1.7683 | 1.7683
2020-07-24 05:00 | 1.8219 | 1.8219
2020-07-24 05:30 | 1.9827 | 1.9827
2020-07-24 06:00 | 2.197 | 2.197
2020-07-24 06:30 | 2.3578 | 2.3578
2020-07-24 07:00 | 2.5721 | 2.5721
2020-07-24 07:30 | 2.6793 | 2.6793
2020-07-24 08:00 | 2.6257 | 2.6257
2020-07-24 08:30 | 2.3042 | 2.3042
2020-07-24 09:00 | 2.197 | 2.197
2020-07-24 09:30 | 1.8755 | 1.8755
2020-07-24 10:00 | 1.8219 | 1.8219
2020-07-24 10:30 | 1.7683 | 1.7683
2020-07-24 11:00 | 1.6612 | 1.6612
2020-07-24 11:30 | 1.554 | 1.554
2020-07-24 12:00 | 1.554 | 1.554
2020-07-24 12:30 | 1.6612 | 1.6612
2020-07-24 13:00 | 1.6076 | 1.6076
2020-07-24 13:30 | 1.7683 | 1.7683
2020-07-24 14:00 | 1.7683 | 1.7683
2020-07-24 14:30 | 1.8755 | 1.8755
2020-07-24 15:00 | 2.0899 | 2.0899
2020-07-24 15:30 | 2.1434 | 2.1434
2020-07-24 16:00 | 2.4114 | 2.4114
2020-07-24 16:30 | 2.3042 | 2.3042
2020-07-24 17:00 | 2.5721 | 2.5721
2020-07-24 17:30 | 2.7329 | 2.7329
2020-07-24 18:00 | 2.8401 | 2.8401
2020-07-24 18:30 | 2.8401 | 2.8401
2020-07-24 19:00 | 2.9472 | 2.9472
2020-07-24 19:30 | 2.8401 | 2.8401
2020-07-24 20:00 | 2.6257 | 2.6257
2020-07-24 20:30 | 2.6257 | 2.6257
2020-07-24 21:00 | 2.3578 | 2.3578
2020-07-24 21:30 | 2.465 | 2.465
2020-07-24 22:00 | 2.2506 | 2.2506
2020-07-24 22:30 | 2.2506 | 2.2506
2020-07-24 23:00 | 1.9827 | 1.9827
2020-07-24 23:30 | 1.9827 | 1.9827
2020-07-25 | 1.8755 | 1.8755
2020-07-25 00:30 | 1.7683 | 1.7683
2020-07-25 01:00 | 1.7683 | 1.7683
2020-07-25 01:30 | 1.6612 | 1.6612
2020-07-25 02:00 | 1.6612 | 1.6612
2020-07-25 02:30 | 1.6076 | 1.6076
2020-07-25 03:00 | 1.6612 | 1.6612
2020-07-25 03:30 | 1.6612 | 1.6612
2020-07-25 04:00 | 1.6076 | 1.6076
2020-07-25 04:30 | 1.6612 | 1.6612
2020-07-25 05:00 | 1.7683 | 1.7683
2020-07-25 05:30 | 1.8755 | 1.8755
2020-07-25 06:00 | 1.8755 | 1.8755
2020-07-25 06:30 | 1.9827 | 1.9827
2020-07-25 07:00 | 2.0363 | 2.0363
2020-07-25 07:30 | 2.197 | 2.197
2020-07-25 08:00 | 2.197 | 2.197
2020-07-25 08:30 | 2.0363 | 2.0363
2020-07-25 09:00 | 1.9291 | 1.9291
2020-07-25 09:30 | 1.7683 | 1.7683
2020-07-25 10:00 | 1.7148 | 1.7148
2020-07-25 10:30 | 1.554 | 1.554
2020-07-25 11:00 | 1.554 | 1.554
2020-07-25 11:30 | 1.4468 | 1.4468
2020-07-25 12:00 | 1.4468 | 1.4468
2020-07-25 12:30 | 1.6076 | 1.6076
2020-07-25 13:00 | 1.554 | 1.554
2020-07-25 13:30 | 1.5004 | 1.5004
2020-07-25 14:00 | 1.6612 | 1.6612
2020-07-25 14:30 | 1.7683 | 1.7683
2020-07-25 15:00 | 1.9291 | 1.9291
2020-07-25 15:30 | 1.9291 | 1.9291
2020-07-25 16:00 | 2.197 | 2.197
2020-07-25 16:30 | 2.3042 | 2.3042
2020-07-25 17:00 | 2.3042 | 2.3042
2020-07-25 17:30 | 2.6257 | 2.6257
2020-07-25 18:00 | 2.6257 | 2.6257
2020-07-25 18:30 | 2.8401 | 2.8401
2020-07-25 19:00 | 2.9472 | 2.9472
2020-07-25 19:30 | 2.7865 | 2.7865
2020-07-25 20:00 | 2.6257 | 2.6257
2020-07-25 20:30 | 2.4114 | 2.4114
2020-07-25 21:00 | 2.3578 | 2.3578
2020-07-25 21:30 | 2.2506 | 2.2506
2020-07-25 22:00 | 2.3042 | 2.3042
2020-07-25 22:30 | 1.9827 | 1.9827
2020-07-25 23:00 | 1.9291 | 1.9291
2020-07-25 23:30 | 1.7683 | 1.7683
2020-07-26 | 1.7148 | 1.7148
2020-07-26 00:30 | 1.7683 | 1.7683
2020-07-26 01:00 | 1.6612 | 1.6612
2020-07-26 01:30 | 1.7683 | 1.7683
2020-07-26 02:00 | 1.6076 | 1.6076
2020-07-26 02:30 | 1.6076 | 1.6076
2020-07-26 03:00 | 1.4468 | 1.4468
2020-07-26 03:30 | 1.6076 | 1.6076
2020-07-26 04:00 | 1.554 | 1.554
2020-07-26 04:30 | 1.6076 | 1.6076
2020-07-26 05:00 | 1.6612 | 1.6612
2020-07-26 05:30 | 1.7683 | 1.7683
2020-07-26 06:00 | 1.7683 | 1.7683
2020-07-26 06:30 | 1.9291 | 1.9291
2020-07-26 07:00 | 1.8755 | 1.8755
2020-07-26 07:30 | 1.9827 | 1.9827
2020-07-26 08:00 | 1.9827 | 1.9827
2020-07-26 08:30 | 1.8219 | 1.8219
2020-07-26 09:00 | 1.7683 | 1.7683
2020-07-26 09:30 | 1.7683 | 1.7683
2020-07-26 10:00 | 1.6612 | 1.6612
2020-07-26 10:30 | 1.554 | 1.554
2020-07-26 11:00 | 1.554 | 1.554
2020-07-26 11:30 | 1.554 | 1.554
2020-07-26 12:00 | 1.3397 | 1.3397
2020-07-26 12:30 | 1.3397 | 1.3397
2020-07-26 13:00 | 1.2325 | 1.2325
2020-07-26 13:30 | 1.3932 | 1.3932
2020-07-26 14:00 | 1.7683 | 1.7683
2020-07-26 14:30 | 1.6612 | 1.6612
2020-07-26 15:00 | 1.7683 | 1.7683
2020-07-26 15:30 | 1.8219 | 1.8219
2020-07-26 16:00 | 2.0899 | 2.0899
2020-07-26 16:30 | 2.0363 | 2.0363
2020-07-26 17:00 | 2.3042 | 2.3042
2020-07-26 17:30 | 2.4616 | 2.4616
2020-07-26 18:00 | 2.7329 | 2.7329
2020-07-26 18:30 | 2.9472 | 2.9472
2020-07-26 19:00 | 2.9472 | 2.9472
2020-07-26 19:30 | 2.8936 | 2.8936
2020-07-26 20:00 | 2.6793 | 2.6793
2020-07-26 20:30 | 2.6793 | 2.6793
2020-07-26 21:00 | 2.465 | 2.465
2020-07-26 21:30 | 2.5185 | 2.5185
2020-07-26 22:00 | 2.3578 | 2.3578
2020-07-26 22:30 | 2.1434 | 2.1434
2020-07-26 23:00 | 1.9827 | 1.9827
2020-07-26 23:30 | 1.8755 | 1.8755
2020-07-27 | 1.8219 | 1.8219
2020-07-27 00:30 | 1.7683 | 1.7683
2020-07-27 01:00 | 1.7148 | 1.7148
2020-07-27 01:30 | 1.6612 | 1.6612
2020-07-27 02:00 | 1.6076 | 1.6076
2020-07-27 02:30 | 1.6612 | 1.6612
2020-07-27 03:00 | 1.6076 | 1.6076
2020-07-27 03:30 | 1.6612 | 1.6612
2020-07-27 04:00 | 1.7683 | 1.7683
2020-07-27 04:30 | 1.8219 | 1.8219
2020-07-27 05:00 | 2.0899 | 2.0899
2020-07-27 05:30 | 2.197 | 2.197
2020-07-27 06:00 | 2.4114 | 2.4114
2020-07-27 06:30 | 2.6793 | 2.6793
2020-07-27 07:00 | 2.8936 | 2.8936
2020-07-27 07:30 | 3.0544 | 3.0544
2020-07-27 08:00 | 2.8401 | 2.8401
2020-07-27 08:30 | 2.8401 | 2.8401
2020-07-27 09:00 | 2.3042 | 2.3042
2020-07-27 09:30 | 2.0899 | 2.0899
2020-07-27 10:00 | 1.9827 | 1.9827
2020-07-27 10:30 | 1.8755 | 1.8755
2020-07-27 11:00 | 1.7683 | 1.7683
2020-07-27 11:30 | 1.7683 | 1.7683
2020-07-27 12:00 | 1.554 | 1.554
2020-07-27 12:30 | 1.5004 | 1.5004
2020-07-27 13:00 | 1.5004 | 1.5004
2020-07-27 13:30 | 1.554 | 1.554
2020-07-27 14:00 | 1.5004 | 1.5004
2020-07-27 14:30 | 1.7683 | 1.7683
2020-07-27 15:00 | 1.7683 | 1.7683
2020-07-27 15:30 | 1.9827 | 1.9827
2020-07-27 16:00 | 1.9291 | 1.9291
2020-07-27 16:30 | 2.197 | 2.197
2020-07-27 17:00 | 2.2506 | 2.2506
2020-07-27 17:30 | 2.5185 | 2.5185
2020-07-27 18:00 | 2.7329 | 2.7329
2020-07-27 18:30 | 2.8936 | 2.8936
2020-07-27 19:00 | 3.0544 | 3.0544
2020-07-27 19:30 | 3.0008 | 3.0008
2020-07-27 20:00 | 2.8401 | 2.8401
2020-07-27 20:30 | 2.6257 | 2.6257
2020-07-27 21:00 | 2.6257 | 2.6257
2020-07-27 21:30 | 2.6257 | 2.6257
2020-07-27 22:00 | 2.5185 | 2.5185
2020-07-27 22:30 | 2.2506 | 2.2506
2020-07-27 23:00 | 2.2506 | 2.2506
2020-07-27 23:30 | 1.9827 | 1.9827
2020-07-28 | 1.8755 | 1.8755
2020-07-28 00:30 | 1.8755 | 1.8755
2020-07-28 01:00 | 1.8219 | 1.8219
2020-07-28 01:30 | 1.7148 | 1.7148
2020-07-28 02:00 | 1.6612 | 1.6612
2020-07-28 02:30 | 1.7683 | 1.7683
2020-07-28 03:00 | 1.7683 | 1.7683
2020-07-28 03:30 | 1.7683 | 1.7683
2020-07-28 04:00 | 1.7683 | 1.7683
2020-07-28 04:30 | 1.8755 | 1.8755
2020-07-28 05:00 | 1.9827 | 1.9827
2020-07-28 05:30 | 2.1434 | 2.1434
2020-07-28 06:00 | 2.465 | 2.465
2020-07-28 06:30 | 2.7329 | 2.7329
2020-07-28 07:00 | 2.8401 | 2.8401
2020-07-28 07:30 | 3.108 | 3.108
2020-07-28 08:00 | 2.8936 | 2.8936
2020-07-28 08:30 | 2.6793 | 2.6793
2020-07-28 09:00 | 2.2506 | 2.2506
2020-07-28 09:30 | 1.9291 | 1.9291
2020-07-28 10:00 | 1.7683 | 1.7683
2020-07-28 10:30 | 1.6612 | 1.6612
2020-07-28 11:00 | 1.554 | 1.554
2020-07-28 11:30 | 1.3932 | 1.3932
2020-07-28 12:00 | 1.3397 | 1.3397
2020-07-28 12:30 | 1.3397 | 1.3397
2020-07-28 13:00 | 1.4468 | 1.4468
2020-07-28 13:30 | 1.3397 | 1.3397
2020-07-28 14:00 | 1.5001 | 1.5001
2020-07-28 14:30 | 1.4468 | 1.4468
2020-07-28 15:00 | 1.6076 | 1.6076
2020-07-28 15:30 | 1.7148 | 1.7148
2020-07-28 16:00 | 1.9827 | 1.9827
2020-07-28 16:30 | 2.0899 | 2.0899
2020-07-28 17:00 | 2.2506 | 2.2506
2020-07-28 17:30 | 2.4114 | 2.4114
2020-07-28 18:00 | 2.6793 | 2.6793
2020-07-28 18:30 | 2.7329 | 2.7329
2020-07-28 19:00 | 3.1616 | 3.1616
2020-07-28 19:30 | 2.8936 | 2.8936
2020-07-28 20:00 | 2.8936 | 2.8936
2020-07-28 20:30 | 2.7329 | 2.7329
2020-07-28 21:00 | 2.6257 | 2.6257
2020-07-28 21:30 | 2.656 | 2.656
2020-07-28 22:00 | 2.5364 | 2.5364
2020-07-28 22:30 | 2.2613 | 2.2613
2020-07-28 23:00 | 2.0407 | 2.0407
2020-07-28 23:30 | 2.0407 | 2.0407
2020-07-29 | 1.9827 | 1.9827
2020-07-29 00:30 | 1.8755 | 1.8755
2020-07-29 01:00 | 1.8219 | 1.8219
2020-07-29 01:30 | 1.7683 | 1.7683
2020-07-29 02:00 | 1.7683 | 1.7683
2020-07-29 02:30 | 1.7683 | 1.7683
2020-07-29 03:00 | 1.7683 | 1.7683
2020-07-29 03:30 | 1.7683 | 1.7683
2020-07-29 04:00 | 1.8755 | 1.8755
2020-07-29 04:30 | 2.0899 | 2.0899
2020-07-29 05:00 | 2.2506 | 2.2506
2020-07-29 05:30 | 2.4114 | 2.4114
2020-07-29 06:00 | 2.6793 | 2.6793
2020-07-29 06:30 | 2.8936 | 2.8936
2020-07-29 07:00 | 3.1616 | 3.1616
2020-07-29 07:30 | 3.2687 | 3.2687
2020-07-29 08:00 | 3.108 | 3.108
2020-07-29 08:30 | 2.7865 | 2.7865
2020-07-29 09:00 | 2.3619 | 2.3619
2020-07-29 09:30 | 2.0363 | 2.0363
2020-07-29 10:00 | 2.0363 | 2.0363
2020-07-29 10:30 | 1.7683 | 1.7683
2020-07-29 11:00 | 1.6076 | 1.6076
2020-07-29 11:30 | 1.4468 | 1.4468
2020-07-29 12:00 | 1.4694 | 1.4694
2020-07-29 12:30 | 1.554 | 1.554
2020-07-29 13:00 | 1.554 | 1.554
2020-07-29 13:30 | 1.3397 | 1.3397
2020-07-29 14:00 | 1.3932 | 1.3932
2020-07-29 14:30 | 1.4468 | 1.4468
2020-07-29 15:00 | 1.554 | 1.554
2020-07-29 15:30 | 1.7148 | 1.7148
2020-07-29 16:00 | 1.8219 | 1.8219
2020-07-29 16:30 | 1.9827 | 1.9827
2020-07-29 17:00 | 2.0899 | 2.0899
2020-07-29 17:30 | 2.3042 | 2.3042
2020-07-29 18:00 | 2.6257 | 2.6257
2020-07-29 18:30 | 2.8878 | 2.8878
2020-07-29 19:00 | 3.108 | 3.108
2020-07-29 19:30 | 2.9472 | 2.9472
2020-07-29 20:00 | 2.8401 | 2.8401
2020-07-29 20:30 | 2.8088 | 2.8088
2020-07-29 21:00 | 2.6891 | 2.6891
2020-07-29 21:30 | 2.6712 | 2.6712
2020-07-29 22:00 | 2.5744 | 2.5744
2020-07-29 22:30 | 2.3182 | 2.3182
2020-07-29 23:00 | 2.2831 | 2.2831
2020-07-29 23:30 | 2.0899 | 2.0899
2020-07-30 | 1.8755 | 1.8755
2020-07-30 00:30 | 1.8219 | 1.8219
2020-07-30 01:00 | 1.8221 | 1.8221
2020-07-30 01:30 | 1.7683 | 1.7683
2020-07-30 02:00 | 1.8027 | 1.8027
2020-07-30 02:30 | 1.775 | 1.775
2020-07-30 03:00 | 1.7683 | 1.7683
2020-07-30 03:30 | 1.7974 | 1.7974
2020-07-30 04:00 | 1.8219 | 1.8219
2020-07-30 04:30 | 1.9827 | 1.9827
2020-07-30 05:00 | 2.0805 | 2.0805
2020-07-30 05:30 | 2.197 | 2.197
2020-07-30 06:00 | 2.4515 | 2.4515
2020-07-30 06:30 | 2.8401 | 2.8401
2020-07-30 07:00 | 2.9472 | 2.9472
2020-07-30 07:30 | 3.097 | 3.097
2020-07-30 08:00 | 2.8413 | 2.8413
2020-07-30 08:30 | 2.5099 | 2.5099
2020-07-30 09:00 | 2.3042 | 2.3042
2020-07-30 09:30 | 2.0524 | 2.0524
2020-07-30 10:00 | 1.7683 | 1.7683
2020-07-30 10:30 | 1.7683 | 1.7683
2020-07-30 11:00 | 1.554 | 1.554
2020-07-30 11:30 | 1.7148 | 1.7148
2020-07-30 12:00 | 1.4468 | 1.4468
2020-07-30 12:30 | 1.591 | 1.591
2020-07-30 13:00 | 1.554 | 1.554
2020-07-30 13:30 | 1.554 | 1.554
2020-07-30 14:00 | 1.554 | 1.554
2020-07-30 14:30 | 1.6076 | 1.6076
2020-07-30 15:00 | 1.7683 | 1.7683
2020-07-30 15:30 | 1.7683 | 1.7683
2020-07-30 16:00 | 1.8755 | 1.8755
2020-07-30 16:30 | 2.0899 | 2.0899
2020-07-30 17:00 | 2.2506 | 2.2506
2020-07-30 17:30 | 2.3578 | 2.3578
2020-07-30 18:00 | 2.5845 | 2.5845
2020-07-30 18:30 | 2.8472 | 2.8472
2020-07-30 19:00 | 2.9472 | 2.9472
2020-07-30 19:30 | 2.9472 | 2.9472
2020-07-30 20:00 | 2.7329 | 2.7329
2020-07-30 20:30 | 2.7329 | 2.7329
2020-07-30 21:00 | 2.5185 | 2.5185
2020-07-30 21:30 | 2.6257 | 2.6257
2020-07-30 22:00 | 2.4114 | 2.4114
2020-07-30 22:30 | 2.2506 | 2.2506
2020-07-30 23:00 | 2.1434 | 2.1434
2020-07-30 23:30 | 1.9291 | 1.9291
2020-07-31 | 1.8755 | 1.8755
2020-07-31 00:30 | 1.8219 | 1.8219
2020-07-31 01:00 | 1.8755 | 1.8755
2020-07-31 01:30 | 1.8755 | 1.8755
2020-07-31 02:00 | 1.7148 | 1.7148
2020-07-31 02:30 | 1.7148 | 1.7148
2020-07-31 03:00 | 1.6612 | 1.6612
2020-07-31 03:30 | 1.7683 | 1.7683
2020-07-31 04:00 | 1.7683 | 1.7683
2020-07-31 04:30 | 1.8755 | 1.8755
2020-07-31 05:00 | 1.8755 | 1.8755
2020-07-31 05:30 | 2.0899 | 2.0899
2020-07-31 06:00 | 2.3578 | 2.3578
2020-07-31 06:30 | 2.6793 | 2.6793
2020-07-31 07:00 | 2.7329 | 2.7329
2020-07-31 07:30 | 2.9472 | 2.9472
2020-07-31 08:00 | 2.7614 | 2.7614
2020-07-31 08:30 | 2.465 | 2.465
2020-07-31 09:00 | 2.2506 | 2.2506
2020-07-31 09:30 | 2.1434 | 2.1434
2020-07-31 10:00 | 1.8927 | 1.8927
2020-07-31 10:30 | 1.7683 | 1.7683
2020-07-31 11:00 | 1.5004 | 1.5004
2020-07-31 11:30 | 1.554 | 1.554
2020-07-31 12:00 | 1.4468 | 1.4468
2020-07-31 12:30 | 1.554 | 1.554
2020-07-31 13:00 | 1.6612 | 1.6612
2020-07-31 13:30 | 1.554 | 1.554
2020-07-31 14:00 | 1.6612 | 1.6612
2020-07-31 14:30 | 1.6612 | 1.6612
2020-07-31 15:00 | 1.7683 | 1.7683
2020-07-31 15:30 | 1.9827 | 1.9827
2020-07-31 16:00 | 2.0363 | 2.0363
2020-07-31 16:30 | 2.1434 | 2.1434
2020-07-31 17:00 | 2.3578 | 2.3578
2020-07-31 17:30 | 2.465 | 2.465
2020-07-31 18:00 | 2.5721 | 2.5721
2020-07-31 18:30 | 2.6257 | 2.6257
2020-07-31 19:00 | 2.8401 | 2.8401
2020-07-31 19:30 | 2.7865 | 2.7865
2020-07-31 20:00 | 2.6257 | 2.6257
2020-07-31 20:30 | 2.5185 | 2.5185
2020-07-31 21:00 | 2.465 | 2.465
2020-07-31 21:30 | 2.5185 | 2.5185
2020-07-31 22:00 | 2.465 | 2.465
2020-07-31 22:30 | 2.3578 | 2.3578
2020-07-31 23:00 | 2.1434 | 2.1434
2020-07-31 23:30 | 2.0363 | 2.0363
2020-08-01 | 1.9291 | 1.9291
2020-08-01 00:30 | 1.9827 | 1.9827
2020-08-01 01:00 | 1.7683 | 1.7683
2020-08-01 01:30 | 1.7683 | 1.7683
2020-08-01 02:00 | 1.7683 | 1.7683
2020-08-01 02:30 | 1.7683 | 1.7683
2020-08-01 03:00 | 1.7683 | 1.7683
2020-08-01 03:30 | 1.7683 | 1.7683
2020-08-01 04:00 | 1.7683 | 1.7683
2020-08-01 04:30 | 1.7683 | 1.7683
2020-08-01 05:00 | 1.8755 | 1.8755
2020-08-01 05:30 | 1.9827 | 1.9827
2020-08-01 06:00 | 2.0899 | 2.0899
2020-08-01 06:30 | 2.197 | 2.197
2020-08-01 07:00 | 2.197 | 2.197
2020-08-01 07:30 | 2.4114 | 2.4114
2020-08-01 08:00 | 2.465 | 2.465
2020-08-01 08:30 | 2.3397 | 2.3397
2020-08-01 09:00 | 2.1434 | 2.1434
2020-08-01 09:30 | 2.0363 | 2.0363
2020-08-01 10:00 | 1.9291 | 1.9291
2020-08-01 10:30 | 1.7683 | 1.7683
2020-08-01 11:00 | 1.7148 | 1.7148
2020-08-01 11:30 | 1.6076 | 1.6076
2020-08-01 12:00 | 1.554 | 1.554
2020-08-01 12:30 | 1.4468 | 1.4468
2020-08-01 13:00 | 1.554 | 1.554
2020-08-01 13:30 | 1.5004 | 1.5004
2020-08-01 14:00 | 1.4283 | 1.4283
2020-08-01 14:30 | 1.554 | 1.554
2020-08-01 15:00 | 1.6076 | 1.6076
2020-08-01 15:30 | 1.7683 | 1.7683
2020-08-01 16:00 | 1.8755 | 1.8755
2020-08-01 16:30 | 1.9827 | 1.9827
2020-08-01 17:00 | 2.2506 | 2.2506
2020-08-01 17:30 | 2.3042 | 2.3042
2020-08-01 18:00 | 2.5721 | 2.5721
2020-08-01 18:30 | 2.6257 | 2.6257
2020-08-01 19:00 | 2.8401 | 2.8401
2020-08-01 19:30 | 2.6793 | 2.6793
2020-08-01 20:00 | 2.5185 | 2.5185
2020-08-01 20:30 | 2.4114 | 2.4114
2020-08-01 21:00 | 2.3578 | 2.3578
2020-08-01 21:30 | 2.465 | 2.465
2020-08-01 22:00 | 2.2506 | 2.2506
2020-08-01 22:30 | 2.0899 | 2.0899
2020-08-01 23:00 | 1.9827 | 1.9827
2020-08-01 23:30 | 1.8755 | 1.8755
2020-08-02 | 1.8755 | 1.8755
2020-08-02 00:30 | 1.7683 | 1.7683
2020-08-02 01:00 | 1.7683 | 1.7683
2020-08-02 01:30 | 1.6612 | 1.6612
2020-08-02 02:00 | 1.7683 | 1.7683
2020-08-02 02:30 | 1.6612 | 1.6612
2020-08-02 03:00 | 1.6612 | 1.6612
2020-08-02 03:30 | 1.554 | 1.554
2020-08-02 04:00 | 1.6612 | 1.6612
2020-08-02 04:30 | 1.554 | 1.554
2020-08-02 05:00 | 1.7683 | 1.7683
2020-08-02 05:30 | 1.6612 | 1.6612
2020-08-02 06:00 | 1.7683 | 1.7683
2020-08-02 06:30 | 1.8755 | 1.8755
2020-08-02 07:00 | 1.8219 | 1.8219
2020-08-02 07:30 | 2.0899 | 2.0899
2020-08-02 08:00 | 2.0899 | 2.0899
2020-08-02 08:30 | 2.0899 | 2.0899
2020-08-02 09:00 | 2.0363 | 2.0363
2020-08-02 09:30 | 2.0818 | 2.0818
2020-08-02 10:00 | 1.7683 | 1.7683
2020-08-02 10:30 | 1.6612 | 1.6612
2020-08-02 11:00 | 1.8755 | 1.8755
2020-08-02 11:30 | 1.7244 | 1.7244
2020-08-02 12:00 | 1.8219 | 1.8219
2020-08-02 12:30 | 1.7148 | 1.7148
2020-08-02 13:00 | 1.7148 | 1.7148
2020-08-02 13:30 | 1.7683 | 1.7683
2020-08-02 14:00 | 1.7683 | 1.7683
2020-08-02 14:30 | 1.8755 | 1.8755
2020-08-02 15:00 | 1.8219 | 1.8219
2020-08-02 15:30 | 2.0363 | 2.0363
2020-08-02 16:00 | 2.0363 | 2.0363
2020-08-02 16:30 | 2.2506 | 2.2506
2020-08-02 17:00 | 2.3042 | 2.3042
2020-08-02 17:30 | 2.5185 | 2.5185
2020-08-02 18:00 | 2.7865 | 2.7865
2020-08-02 18:30 | 2.7865 | 2.7865
2020-08-02 19:00 | 3.0544 | 3.0544
2020-08-02 19:30 | 2.9472 | 2.9472
2020-08-02 20:00 | 2.7329 | 2.7329
2020-08-02 20:30 | 2.6237 | 2.6237
2020-08-02 21:00 | 2.465 | 2.465
2020-08-02 21:30 | 2.5185 | 2.5185
2020-08-02 22:00 | 2.3042 | 2.3042
2020-08-02 22:30 | 2.1434 | 2.1434
2020-08-02 23:00 | 2.0363 | 2.0363
2020-08-02 23:30 | 1.8755 | 1.8755
2020-08-03 | 1.7683 | 1.7683
2020-08-03 00:30 | 1.6612 | 1.6612
2020-08-03 01:00 | 1.6612 | 1.6612
2020-08-03 01:30 | 1.554 | 1.554
2020-08-03 02:00 | 1.6612 | 1.6612
2020-08-03 02:30 | 1.554 | 1.554
2020-08-03 03:00 | 1.7148 | 1.7148
2020-08-03 03:30 | 1.6076 | 1.6076
2020-08-03 04:00 | 1.6612 | 1.6612
2020-08-03 04:30 | 1.7683 | 1.7683
2020-08-03 05:00 | 1.8755 | 1.8755
2020-08-03 05:30 | 2.0363 | 2.0363
2020-08-03 06:00 | 2.197 | 2.197
2020-08-03 06:30 | 2.465 | 2.465
2020-08-03 07:00 | 2.5185 | 2.5185
2020-08-03 07:30 | 2.6257 | 2.6257
2020-08-03 08:00 | 2.7329 | 2.7329
2020-08-03 08:30 | 2.465 | 2.465
2020-08-03 09:00 | 2.2506 | 2.2506
2020-08-03 09:30 | 2.0899 | 2.0899
2020-08-03 10:00 | 1.7683 | 1.7683
2020-08-03 10:30 | 1.8755 | 1.8755
2020-08-03 11:00 | 1.7683 | 1.7683
2020-08-03 11:30 | 1.8755 | 1.8755
2020-08-03 12:00 | 1.7683 | 1.7683
2020-08-03 12:30 | 1.7683 | 1.7683
2020-08-03 13:00 | 1.9827 | 1.9827
2020-08-03 13:30 | 1.8755 | 1.8755
2020-08-03 14:00 | 1.8755 | 1.8755
2020-08-03 14:30 | 2.1434 | 2.1434
2020-08-03 15:00 | 2.0899 | 2.0899
2020-08-03 15:30 | 2.2506 | 2.2506
2020-08-03 16:00 | 2.3578 | 2.3578
2020-08-03 16:30 | 2.465 | 2.465
2020-08-03 17:00 | 2.6793 | 2.6793
2020-08-03 17:30 | 2.6257 | 2.6257
2020-08-03 18:00 | 3.0008 | 3.0008
2020-08-03 18:30 | 3.0544 | 3.0544
2020-08-03 19:00 | 3.1616 | 3.1616
2020-08-03 19:30 | 2.9472 | 2.9472
2020-08-03 20:00 | 2.7329 | 2.7329
2020-08-03 20:30 | 2.6257 | 2.6257
2020-08-03 21:00 | 2.5185 | 2.5185
2020-08-03 21:30 | 2.5721 | 2.5721
2020-08-03 22:00 | 2.3578 | 2.3578
2020-08-03 22:30 | 2.0899 | 2.0899
2020-08-03 23:00 | 1.9291 | 1.9291
2020-08-03 23:30 | 1.8219 | 1.8219
2020-08-04 | 1.7148 | 1.7148
2020-08-04 00:30 | 1.7683 | 1.7683
2020-08-04 01:00 | 1.7683 | 1.7683
2020-08-04 01:30 | 1.6669 | 1.6669
2020-08-04 02:00 | 1.6498 | 1.6498
2020-08-04 02:30 | 1.554 | 1.554
2020-08-04 03:00 | 1.6076 | 1.6076
2020-08-04 03:30 | 1.6076 | 1.6076
2020-08-04 04:00 | 1.6076 | 1.6076
2020-08-04 04:30 | 1.6612 | 1.6612
2020-08-04 05:00 | 1.7148 | 1.7148
2020-08-04 05:30 | 1.8755 | 1.8755
2020-08-04 06:00 | 2.1434 | 2.1434
2020-08-04 06:30 | 2.4114 | 2.4114
2020-08-04 07:00 | 2.5185 | 2.5185
2020-08-04 07:30 | 2.5721 | 2.5721
2020-08-04 08:00 | 2.5185 | 2.5185
2020-08-04 08:30 | 2.197 | 2.197
2020-08-04 09:00 | 2.197 | 2.197
2020-08-04 09:30 | 1.7683 | 1.7683
2020-08-04 10:00 | 1.7148 | 1.7148
2020-08-04 10:30 | 1.554 | 1.554
2020-08-04 11:00 | 1.5004 | 1.5004
2020-08-04 11:30 | 1.554 | 1.554
2020-08-04 12:00 | 1.4468 | 1.4468
2020-08-04 12:30 | 1.6612 | 1.6612
2020-08-04 13:00 | 1.6076 | 1.6076
2020-08-04 13:30 | 1.7148 | 1.7148
2020-08-04 14:00 | 1.7148 | 1.7148
2020-08-04 14:30 | 1.8755 | 1.8755
2020-08-04 15:00 | 1.9827 | 1.9827
2020-08-04 15:30 | 2.0899 | 2.0899
2020-08-04 16:00 | 2.5721 | 2.5721
2020-08-04 16:30 | 2.4114 | 2.4114
2020-08-04 17:00 | 2.8401 | 2.8401
2020-08-04 17:30 | 2.8936 | 2.8936
2020-08-04 18:00 | 2.8936 | 2.8936
2020-08-04 18:30 | 3.108 | 3.108
2020-08-04 19:00 | 3.3759 | 3.3759
2020-08-04 19:30 | 3.1616 | 3.1616
2020-08-04 20:00 | 2.9472 | 2.9472
2020-08-04 20:30 | 2.6257 | 2.6257
2020-08-04 21:00 | 2.5185 | 2.5185
2020-08-04 21:30 | 2.5185 | 2.5185
2020-08-04 22:00 | 2.2506 | 2.2506
2020-08-04 22:30 | 2.1434 | 2.1434
2020-08-04 23:00 | 2.0363 | 2.0363
2020-08-04 23:30 | 1.8755 | 1.8755
2020-08-05 | 1.7683 | 1.7683
2020-08-05 00:30 | 1.7683 | 1.7683
2020-08-05 01:00 | 1.6612 | 1.6612
2020-08-05 01:30 | 1.554 | 1.554
2020-08-05 02:00 | 1.6076 | 1.6076
2020-08-05 02:30 | 1.554 | 1.554
2020-08-05 03:00 | 1.554 | 1.554
2020-08-05 03:30 | 1.554 | 1.554
2020-08-05 04:00 | 1.554 | 1.554
2020-08-05 04:30 | 1.6612 | 1.6612
2020-08-05 05:00 | 1.8755 | 1.8755
2020-08-05 05:30 | 1.9827 | 1.9827
2020-08-05 06:00 | 2.2506 | 2.2506
2020-08-05 06:30 | 2.4114 | 2.4114
2020-08-05 07:00 | 2.6257 | 2.6257
2020-08-05 07:30 | 2.7329 | 2.7329
2020-08-05 08:00 | 2.5721 | 2.5721
2020-08-05 08:30 | 2.3578 | 2.3578
2020-08-05 09:00 | 2.0899 | 2.0899
2020-08-05 09:30 | 1.9291 | 1.9291
2020-08-05 10:00 | 1.7683 | 1.7683
2020-08-05 10:30 | 1.7683 | 1.7683
2020-08-05 11:00 | 1.7148 | 1.7148
2020-08-05 11:30 | 1.8219 | 1.8219
2020-08-05 12:00 | 1.7148 | 1.7148
2020-08-05 12:30 | 1.7683 | 1.7683
2020-08-05 13:00 | 1.8219 | 1.8219
2020-08-05 13:30 | 1.9827 | 1.9827
2020-08-05 14:00 | 1.9827 | 1.9827
2020-08-05 14:30 | 2.197 | 2.197
2020-08-05 15:00 | 2.2506 | 2.2506
2020-08-05 15:30 | 2.5185 | 2.5185
2020-08-05 16:00 | 2.5721 | 2.5721
2020-08-05 16:30 | 2.5721 | 2.5721
2020-08-05 17:00 | 2.8401 | 2.8401
2020-08-05 17:30 | 2.9472 | 2.9472
2020-08-05 18:00 | 2.9472 | 2.9472
2020-08-05 18:30 | 3.108 | 3.108
2020-08-05 19:00 | 3.2687 | 3.2687
2020-08-05 19:30 | 3.1616 | 3.1616
2020-08-05 20:00 | 2.9472 | 2.9472
2020-08-05 20:30 | 2.7865 | 2.7865
2020-08-05 21:00 | 2.5721 | 2.5721
2020-08-05 21:30 | 2.6793 | 2.6793
2020-08-05 22:00 | 2.3578 | 2.3578
2020-08-05 22:30 | 2.2506 | 2.2506
2020-08-05 23:00 | 2.0363 | 2.0363
2020-08-05 23:30 | 1.8219 | 1.8219
2020-08-06 | 1.8755 | 1.8755
2020-08-06 00:30 | 1.7683 | 1.7683
2020-08-06 01:00 | 1.7148 | 1.7148
2020-08-06 01:30 | 1.6612 | 1.6612
2020-08-06 02:00 | 1.6612 | 1.6612
2020-08-06 02:30 | 1.6612 | 1.6612
2020-08-06 03:00 | 1.6612 | 1.6612
2020-08-06 03:30 | 1.6076 | 1.6076
2020-08-06 04:00 | 1.6612 | 1.6612
2020-08-06 04:30 | 1.6612 | 1.6612
2020-08-06 05:00 | 1.7148 | 1.7148
2020-08-06 05:30 | 1.9291 | 1.9291
2020-08-06 06:00 | 2.1434 | 2.1434
2020-08-06 06:30 | 2.3042 | 2.3042
2020-08-06 07:00 | 2.5185 | 2.5185
2020-08-06 07:30 | 2.6257 | 2.6257
2020-08-06 08:00 | 2.5721 | 2.5721
2020-08-06 08:30 | 2.3042 | 2.3042
2020-08-06 09:00 | 2.197 | 2.197
2020-08-06 09:30 | 2.0899 | 2.0899
2020-08-06 10:00 | 2.0363 | 2.0363
2020-08-06 10:30 | 2.0363 | 2.0363
2020-08-06 11:00 | 1.8755 | 1.8755
2020-08-06 11:30 | 1.8204 | 1.8204
2020-08-06 12:00 | 1.7683 | 1.7683
2020-08-06 12:30 | 2.0363 | 2.0363
2020-08-06 13:00 | 1.9827 | 1.9827
2020-08-06 13:30 | 2.197 | 2.197
2020-08-06 14:00 | 2.197 | 2.197
2020-08-06 14:30 | 2.2506 | 2.2506
2020-08-06 15:00 | 2.5721 | 2.5721
2020-08-06 15:30 | 2.6257 | 2.6257
2020-08-06 16:00 | 2.7865 | 2.7865
2020-08-06 16:30 | 2.9472 | 2.9472
2020-08-06 17:00 | 2.8936 | 2.8936
2020-08-06 17:30 | 3.0544 | 3.0544
2020-08-06 18:00 | 3.0544 | 3.0544
2020-08-06 18:30 | 3.3223 | 3.3223
2020-08-06 19:00 | 3.4831 | 3.4831
2020-08-06 19:30 | 3.2683 | 3.2683
2020-08-06 20:00 | 3.1616 | 3.1616
2020-08-06 20:30 | 3.0544 | 3.0544
2020-08-06 21:00 | 2.9472 | 2.9472
2020-08-06 21:30 | 2.8401 | 2.8401
2020-08-06 22:00 | 2.7329 | 2.7329
2020-08-06 22:30 | 2.3613 | 2.3613
2020-08-06 23:00 | 2.2506 | 2.2506
2020-08-06 23:30 | 2.0363 | 2.0363
2020-08-07 | 1.9827 | 1.9827
2020-08-07 00:30 | 1.8755 | 1.8755
2020-08-07 01:00 | 1.8755 | 1.8755
2020-08-07 01:30 | 1.7683 | 1.7683
2020-08-07 02:00 | 1.9291 | 1.9291
2020-08-07 02:30 | 1.7683 | 1.7683
2020-08-07 03:00 | 1.7683 | 1.7683
2020-08-07 03:30 | 1.7148 | 1.7148
2020-08-07 04:00 | 1.7683 | 1.7683
2020-08-07 04:30 | 1.7148 | 1.7148
2020-08-07 05:00 | 1.7683 | 1.7683
2020-08-07 05:30 | 1.8755 | 1.8755
2020-08-07 06:00 | 2.197 | 2.197
2020-08-07 06:30 | 2.3042 | 2.3042
2020-08-07 07:00 | 2.3897 | 2.3897
2020-08-07 07:30 | 2.5721 | 2.5721
2020-08-07 08:00 | 2.6257 | 2.6257
2020-08-07 08:30 | 2.3578 | 2.3578
2020-08-07 09:00 | 2.1434 | 2.1434
2020-08-07 09:30 | 1.8219 | 1.8219
2020-08-07 10:00 | 1.8219 | 1.8219
2020-08-07 10:30 | 1.7148 | 1.7148
2020-08-07 11:00 | 1.6612 | 1.6612
2020-08-07 11:30 | 1.6612 | 1.6612
2020-08-07 12:00 | 1.554 | 1.554
2020-08-07 12:30 | 1.554 | 1.554
2020-08-07 13:00 | 1.4468 | 1.4468
2020-08-07 13:30 | 1.554 | 1.554
2020-08-07 14:00 | 1.554 | 1.554
2020-08-07 14:30 | 1.5004 | 1.5004
2020-08-07 15:00 | 1.6612 | 1.6612
2020-08-07 15:30 | 1.9291 | 1.9291
2020-08-07 16:00 | 1.9291 | 1.9291
2020-08-07 16:30 | 2.0899 | 2.0899
2020-08-07 17:00 | 2.1434 | 2.1434
2020-08-07 17:30 | 2.465 | 2.465
2020-08-07 18:00 | 2.465 | 2.465
2020-08-07 18:30 | 2.6793 | 2.6793
2020-08-07 19:00 | 2.8401 | 2.8401
2020-08-07 19:30 | 2.7329 | 2.7329
2020-08-07 20:00 | 2.6257 | 2.6257
2020-08-07 20:30 | 2.3578 | 2.3578
2020-08-07 21:00 | 2.3578 | 2.3578
2020-08-07 21:30 | 2.465 | 2.465
2020-08-07 22:00 | 2.2506 | 2.2506
2020-08-07 22:30 | 2.197 | 2.197
2020-08-07 23:00 | 1.9827 | 1.9827
2020-08-07 23:30 | 1.9827 | 1.9827
2020-08-08 | 1.8755 | 1.8755
2020-08-08 00:30 | 1.8755 | 1.8755
2020-08-08 01:00 | 1.7683 | 1.7683
2020-08-08 01:30 | 1.7148 | 1.7148
2020-08-08 02:00 | 1.6612 | 1.6612
2020-08-08 02:30 | 1.7683 | 1.7683
2020-08-08 03:00 | 1.7683 | 1.7683
2020-08-08 03:30 | 1.8219 | 1.8219
2020-08-08 04:00 | 1.7683 | 1.7683
2020-08-08 04:30 | 1.7683 | 1.7683
2020-08-08 05:00 | 1.8219 | 1.8219
2020-08-08 05:30 | 1.8755 | 1.8755
2020-08-08 06:00 | 1.9827 | 1.9827
2020-08-08 06:30 | 2.0899 | 2.0899
2020-08-08 07:00 | 2.197 | 2.197
2020-08-08 07:30 | 2.3042 | 2.3042
2020-08-08 08:00 | 2.3578 | 2.3578
2020-08-08 08:30 | 2.3578 | 2.3578
2020-08-08 09:00 | 2.0899 | 2.0899
2020-08-08 09:30 | 2.1434 | 2.1434
2020-08-08 10:00 | 1.9827 | 1.9827
2020-08-08 10:30 | 1.8219 | 1.8219
2020-08-08 11:00 | 1.6076 | 1.6076
2020-08-08 11:30 | 1.4468 | 1.4468
2020-08-08 12:00 | 1.3932 | 1.3932
2020-08-08 12:30 | 1.3397 | 1.3397
2020-08-08 13:00 | 1.4468 | 1.4468
2020-08-08 13:30 | 1.3397 | 1.3397
2020-08-08 14:00 | 1.3397 | 1.3397
2020-08-08 14:30 | 1.4468 | 1.4468
2020-08-08 15:00 | 1.4468 | 1.4468
2020-08-08 15:30 | 1.6612 | 1.6612
2020-08-08 16:00 | 1.7148 | 1.7148
2020-08-08 16:30 | 1.8219 | 1.8219
2020-08-08 17:00 | 1.9827 | 1.9827
2020-08-08 17:30 | 2.2506 | 2.2506
2020-08-08 18:00 | 2.5185 | 2.5185
2020-08-08 18:30 | 2.6793 | 2.6793
2020-08-08 19:00 | 2.7329 | 2.7329
2020-08-08 19:30 | 2.8401 | 2.8401
2020-08-08 20:00 | 2.6257 | 2.6257
2020-08-08 20:30 | 2.465 | 2.465
2020-08-08 21:00 | 2.465 | 2.465
2020-08-08 21:30 | 2.6257 | 2.6257
2020-08-08 22:00 | 2.3042 | 2.3042
2020-08-08 22:30 | 2.3042 | 2.3042
2020-08-08 23:00 | 2.1434 | 2.1434
2020-08-08 23:30 | 2.0899 | 2.0899
2020-08-09 | 1.8755 | 1.8755
2020-08-09 00:30 | 1.8219 | 1.8219
2020-08-09 01:00 | 1.7683 | 1.7683
2020-08-09 01:30 | 1.7148 | 1.7148
2020-08-09 02:00 | 1.7683 | 1.7683
2020-08-09 02:30 | 1.7683 | 1.7683
2020-08-09 03:00 | 1.7683 | 1.7683
2020-08-09 03:30 | 1.7683 | 1.7683
2020-08-09 04:00 | 1.7683 | 1.7683
2020-08-09 04:30 | 1.7683 | 1.7683
2020-08-09 05:00 | 1.7683 | 1.7683
2020-08-09 05:30 | 1.9827 | 1.9827
2020-08-09 06:00 | 1.9827 | 1.9827
2020-08-09 06:30 | 2.2506 | 2.2506
2020-08-09 07:00 | 2.3578 | 2.3578
2020-08-09 07:30 | 2.3578 | 2.3578
2020-08-09 08:00 | 2.3042 | 2.3042
2020-08-09 08:30 | 2.3042 | 2.3042
2020-08-09 09:00 | 2.1434 | 2.1434
2020-08-09 09:30 | 2.1434 | 2.1434
2020-08-09 10:00 | 2.0363 | 2.0363
2020-08-09 10:30 | 1.8755 | 1.8755
2020-08-09 11:00 | 1.7683 | 1.7683
2020-08-09 11:30 | 1.7148 | 1.7148
2020-08-09 12:00 | 1.6612 | 1.6612
2020-08-09 12:30 | 1.554 | 1.554
2020-08-09 13:00 | 1.6076 | 1.6076
2020-08-09 13:30 | 1.554 | 1.554
2020-08-09 14:00 | 1.6612 | 1.6612
2020-08-09 14:30 | 1.6612 | 1.6612
2020-08-09 15:00 | 1.554 | 1.554
2020-08-09 15:30 | 1.8755 | 1.8755
2020-08-09 16:00 | 1.7683 | 1.7683
2020-08-09 16:30 | 1.9827 | 1.9827
2020-08-09 17:00 | 1.9827 | 1.9827
2020-08-09 17:30 | 2.3578 | 2.3578
2020-08-09 18:00 | 2.6257 | 2.6257
2020-08-09 18:30 | 2.7865 | 2.7865
2020-08-09 19:00 | 3.108 | 3.108
2020-08-09 19:30 | 2.9472 | 2.9472
2020-08-09 20:00 | 2.8936 | 2.8936
2020-08-09 20:30 | 2.6257 | 2.6257
2020-08-09 21:00 | 2.5185 | 2.5185
2020-08-09 21:30 | 2.6257 | 2.6257
2020-08-09 22:00 | 2.4114 | 2.4114
2020-08-09 22:30 | 2.3042 | 2.3042
2020-08-09 23:00 | 2.197 | 2.197
2020-08-09 23:30 | 1.8755 | 1.8755
2020-08-10 | 1.9291 | 1.9291
2020-08-10 00:30 | 1.7683 | 1.7683
2020-08-10 01:00 | 1.7683 | 1.7683
2020-08-10 01:30 | 1.7683 | 1.7683
2020-08-10 02:00 | 1.7683 | 1.7683
2020-08-10 02:30 | 1.7683 | 1.7683
2020-08-10 03:00 | 1.7683 | 1.7683
2020-08-10 03:30 | 1.7683 | 1.7683
2020-08-10 04:00 | 1.8755 | 1.8755
2020-08-10 04:30 | 1.8755 | 1.8755
2020-08-10 05:00 | 1.9827 | 1.9827
2020-08-10 05:30 | 2.3578 | 2.3578
2020-08-10 06:00 | 2.5185 | 2.5185
2020-08-10 06:30 | 2.8401 | 2.8401
2020-08-10 07:00 | 3.1616 | 3.1616
2020-08-10 07:30 | 3.3927 | 3.3927
2020-08-10 08:00 | 3.108 | 3.108
2020-08-10 08:30 | 2.7329 | 2.7329
2020-08-10 09:00 | 2.465 | 2.465
2020-08-10 09:30 | 2.3042 | 2.3042
2020-08-10 10:00 | 2.0899 | 2.0899
2020-08-10 10:30 | 1.8755 | 1.8755
2020-08-10 11:00 | 1.7683 | 1.7683
2020-08-10 11:30 | 1.554 | 1.554
2020-08-10 12:00 | 1.6612 | 1.6612
2020-08-10 12:30 | 1.4468 | 1.4468
2020-08-10 13:00 | 1.4468 | 1.4468
2020-08-10 13:30 | 1.4468 | 1.4468
2020-08-10 14:00 | 1.554 | 1.554
2020-08-10 14:30 | 1.554 | 1.554
2020-08-10 15:00 | 1.6076 | 1.6076
2020-08-10 15:30 | 1.7683 | 1.7683
2020-08-10 16:00 | 1.8219 | 1.8219
2020-08-10 16:30 | 1.9291 | 1.9291
2020-08-10 17:00 | 2.197 | 2.197
2020-08-10 17:30 | 2.3042 | 2.3042
2020-08-10 18:00 | 2.465 | 2.465
2020-08-10 18:30 | 2.8401 | 2.8401
2020-08-10 19:00 | 3.0544 | 3.0544
2020-08-10 19:30 | 3.0008 | 3.0008
2020-08-10 20:00 | 2.8401 | 2.8401
2020-08-10 20:30 | 2.8401 | 2.8401
2020-08-10 21:00 | 2.6257 | 2.6257
2020-08-10 21:30 | 2.6793 | 2.6793
2020-08-10 22:00 | 2.5185 | 2.5185
2020-08-10 22:30 | 2.2506 | 2.2506
2020-08-10 23:00 | 2.1434 | 2.1434
2020-08-10 23:30 | 2.0899 | 2.0899
2020-08-11 | 1.9827 | 1.9827
2020-08-11 00:30 | 1.8219 | 1.8219
2020-08-11 01:00 | 1.7683 | 1.7683
2020-08-11 01:30 | 1.7683 | 1.7683
2020-08-11 02:00 | 1.7683 | 1.7683
2020-08-11 02:30 | 1.7683 | 1.7683
2020-08-11 03:00 | 1.7683 | 1.7683
2020-08-11 03:30 | 1.7683 | 1.7683
2020-08-11 04:00 | 1.8755 | 1.8755
2020-08-11 04:30 | 1.8755 | 1.8755
2020-08-11 05:00 | 2.0899 | 2.0899
2020-08-11 05:30 | 2.3042 | 2.3042
2020-08-11 06:00 | 2.6793 | 2.6793
2020-08-11 06:30 | 2.9472 | 2.9472
2020-08-11 07:00 | 3.2687 | 3.2687
2020-08-11 07:30 | 3.3759 | 3.3759
2020-08-11 08:00 | 3.0544 | 3.0544
2020-08-11 08:30 | 2.465 | 2.465
2020-08-11 09:00 | 2.3042 | 2.3042
2020-08-11 09:30 | 2.0363 | 2.0363
2020-08-11 10:00 | 1.8219 | 1.8219
2020-08-11 10:30 | 1.7683 | 1.7683
2020-08-11 11:00 | 1.6612 | 1.6612
2020-08-11 11:30 | 1.6076 | 1.6076
2020-08-11 12:00 | 1.4468 | 1.4468
2020-08-11 12:30 | 1.5004 | 1.5004
2020-08-11 13:00 | 1.554 | 1.554
2020-08-11 13:30 | 1.4468 | 1.4468
2020-08-11 14:00 | 1.554 | 1.554
2020-08-11 14:30 | 1.554 | 1.554
2020-08-11 15:00 | 1.7683 | 1.7683
2020-08-11 15:30 | 1.7683 | 1.7683
2020-08-11 16:00 | 2.0899 | 2.0899
2020-08-11 16:30 | 2.1434 | 2.1434
2020-08-11 17:00 | 2.3578 | 2.3578
2020-08-11 17:30 | 2.5721 | 2.5721
2020-08-11 18:00 | 2.6793 | 2.6793
2020-08-11 18:30 | 2.9472 | 2.9472
2020-08-11 19:00 | 3.0544 | 3.0544
2020-08-11 19:30 | 2.8401 | 2.8401
2020-08-11 20:00 | 2.9472 | 2.9472
2020-08-11 20:30 | 2.6793 | 2.6793
2020-08-11 21:00 | 2.5185 | 2.5185
2020-08-11 21:30 | 2.6257 | 2.6257
2020-08-11 22:00 | 2.4114 | 2.4114
2020-08-11 22:30 | 2.1434 | 2.1434
2020-08-11 23:00 | 2.0899 | 2.0899
2020-08-11 23:30 | 1.9291 | 1.9291
2020-08-12 | 1.8219 | 1.8219
2020-08-12 00:30 | 1.7683 | 1.7683
2020-08-12 01:00 | 1.7148 | 1.7148
2020-08-12 01:30 | 1.7148 | 1.7148
2020-08-12 02:00 | 1.7148 | 1.7148
2020-08-12 02:30 | 1.6612 | 1.6612
2020-08-12 03:00 | 1.6612 | 1.6612
2020-08-12 03:30 | 1.6612 | 1.6612
2020-08-12 04:00 | 1.6612 | 1.6612
2020-08-12 04:30 | 1.8755 | 1.8755
2020-08-12 05:00 | 1.9827 | 1.9827
2020-08-12 05:30 | 2.0899 | 2.0899
2020-08-12 06:00 | 2.4114 | 2.4114
2020-08-12 06:30 | 2.6793 | 2.6793
2020-08-12 07:00 | 2.9472 | 2.9472
2020-08-12 07:30 | 3.0544 | 3.0544
2020-08-12 08:00 | 2.7329 | 2.7329
2020-08-12 08:30 | 2.465 | 2.465
2020-08-12 09:00 | 2.0899 | 2.0899
2020-08-12 09:30 | 1.9291 | 1.9291
2020-08-12 10:00 | 1.9291 | 1.9291
2020-08-12 10:30 | 1.8755 | 1.8755
2020-08-12 11:00 | 1.7148 | 1.7148
2020-08-12 11:30 | 1.7683 | 1.7683
2020-08-12 12:00 | 1.8219 | 1.8219
2020-08-12 12:30 | 1.8755 | 1.8755
2020-08-12 13:00 | 1.8755 | 1.8755
2020-08-12 13:30 | 2.0899 | 2.0899
2020-08-12 14:00 | 2.3042 | 2.3042
2020-08-12 14:30 | 2.3578 | 2.3578
2020-08-12 15:00 | 2.5185 | 2.5185
2020-08-12 15:30 | 2.7865 | 2.7865
2020-08-12 16:00 | 2.8401 | 2.8401
2020-08-12 16:30 | 2.9472 | 2.9472
2020-08-12 17:00 | 3.1616 | 3.1616
2020-08-12 17:30 | 3.108 | 3.108
2020-08-12 18:00 | 3.3759 | 3.3759
2020-08-12 18:30 | 3.3759 | 3.3759
2020-08-12 19:00 | 3.5367 | 3.5367
2020-08-12 19:30 | 3.3223 | 3.3223
2020-08-12 20:00 | 3.1616 | 3.1616
2020-08-12 20:30 | 2.9472 | 2.9472
2020-08-12 21:00 | 2.6257 | 2.6257
2020-08-12 21:30 | 2.7329 | 2.7329
2020-08-12 22:00 | 2.465 | 2.465
2020-08-12 22:30 | 2.2506 | 2.2506
2020-08-12 23:00 | 2.0899 | 2.0899
2020-08-12 23:30 | 1.9827 | 1.9827
2020-08-13 | 1.8755 | 1.8755
2020-08-13 00:30 | 1.7683 | 1.7683
2020-08-13 01:00 | 1.6612 | 1.6612
2020-08-13 01:30 | 1.6612 | 1.6612
2020-08-13 02:00 | 1.7148 | 1.7148
2020-08-13 02:30 | 1.554 | 1.554
2020-08-13 03:00 | 1.6612 | 1.6612
2020-08-13 03:30 | 1.6612 | 1.6612
2020-08-13 04:00 | 1.6612 | 1.6612
2020-08-13 04:30 | 1.7683 | 1.7683
2020-08-13 05:00 | 1.8219 | 1.8219
2020-08-13 05:30 | 1.8755 | 1.8755
2020-08-13 06:00 | 2.0899 | 2.0899
2020-08-13 06:30 | 2.3578 | 2.3578
2020-08-13 07:00 | 2.3042 | 2.3042
2020-08-13 07:30 | 2.6793 | 2.6793
2020-08-13 08:00 | 2.4114 | 2.4114
2020-08-13 08:30 | 2.2506 | 2.2506
2020-08-13 09:00 | 2.1434 | 2.1434
2020-08-13 09:30 | 2.0363 | 2.0363
2020-08-13 10:00 | 1.9291 | 1.9291
2020-08-13 10:30 | 1.8755 | 1.8755
2020-08-13 11:00 | 1.9291 | 1.9291
2020-08-13 11:30 | 1.8219 | 1.8219
2020-08-13 12:00 | 1.9827 | 1.9827
2020-08-13 12:30 | 2.0899 | 2.0899
2020-08-13 13:00 | 2.2506 | 2.2506
2020-08-13 13:30 | 2.3042 | 2.3042
2020-08-13 14:00 | 2.5185 | 2.5185
2020-08-13 14:30 | 2.5721 | 2.5721
2020-08-13 15:00 | 2.6257 | 2.6257
2020-08-13 15:30 | 2.8936 | 2.8936
2020-08-13 16:00 | 2.8401 | 2.8401
2020-08-13 16:30 | 3.108 | 3.108
2020-08-13 17:00 | 3.1616 | 3.1616
2020-08-13 17:30 | 3.3759 | 3.3759
2020-08-13 18:00 | 3.3223 | 3.3223
2020-08-13 18:30 | 3.4295 | 3.4295
2020-08-13 19:00 | 3.5903 | 3.5903
2020-08-13 19:30 | 3.4295 | 3.4295
2020-08-13 20:00 | 3.2687 | 3.2687
2020-08-13 20:30 | 3.0008 | 3.0008
2020-08-13 21:00 | 2.8936 | 2.8936
2020-08-13 21:30 | 2.8401 | 2.8401
2020-08-13 22:00 | 2.5721 | 2.5721
2020-08-13 22:30 | 2.465 | 2.465
2020-08-13 23:00 | 2.0899 | 2.0899
2020-08-13 23:30 | 2.1434 | 2.1434
2020-08-14 | 2.0363 | 2.0363
2020-08-14 00:30 | 1.9291 | 1.9291
2020-08-14 01:00 | 1.8755 | 1.8755
2020-08-14 01:30 | 1.7683 | 1.7683
2020-08-14 02:00 | 1.7683 | 1.7683
2020-08-14 02:30 | 1.7148 | 1.7148
2020-08-14 03:00 | 1.7683 | 1.7683
2020-08-14 03:30 | 1.7148 | 1.7148
2020-08-14 04:00 | 1.7148 | 1.7148
2020-08-14 04:30 | 1.7669 | 1.7669
2020-08-14 05:00 | 1.7683 | 1.7683
2020-08-14 05:30 | 1.8755 | 1.8755
2020-08-14 06:00 | 1.9291 | 1.9291
2020-08-14 06:30 | 2.0899 | 2.0899
2020-08-14 07:00 | 2.0899 | 2.0899
2020-08-14 07:30 | 2.0363 | 2.0363
2020-08-14 08:00 | 2.1434 | 2.1434
2020-08-14 08:30 | 2.0363 | 2.0363
2020-08-14 09:00 | 2.0363 | 2.0363
2020-08-14 09:30 | 1.9827 | 1.9827
2020-08-14 10:00 | 1.9827 | 1.9827
2020-08-14 10:30 | 2.4114 | 2.4114
2020-08-14 11:00 | 2.0899 | 2.0899
2020-08-14 11:30 | 1.9827 | 1.9827
2020-08-14 12:00 | 2.0899 | 2.0899
2020-08-14 12:30 | 2.2506 | 2.2506
2020-08-14 13:00 | 2.4114 | 2.4114
2020-08-14 13:30 | 2.4114 | 2.4114
2020-08-14 14:00 | 2.9472 | 2.9472
2020-08-14 14:30 | 2.7329 | 2.7329
2020-08-14 15:00 | 2.8936 | 2.8936
2020-08-14 15:30 | 3.2687 | 3.2687
2020-08-14 16:00 | 3.0544 | 3.0544
2020-08-14 16:30 | 3.2152 | 3.2152
2020-08-14 17:00 | 3.2687 | 3.2687
2020-08-14 17:30 | 3.1616 | 3.1616
2020-08-14 18:00 | 3.1616 | 3.1616
2020-08-14 18:30 | 3.2152 | 3.2152
2020-08-14 19:00 | 3.2152 | 3.2152
2020-08-14 19:30 | 3.0544 | 3.0544
2020-08-14 20:00 | 2.8401 | 2.8401
2020-08-14 20:30 | 2.7865 | 2.7865
2020-08-14 21:00 | 2.6257 | 2.6257
2020-08-14 21:30 | 2.5185 | 2.5185
2020-08-14 22:00 | 2.4114 | 2.4114
2020-08-14 22:30 | 2.2506 | 2.2506
2020-08-14 23:00 | 2.0899 | 2.0899
2020-08-14 23:30 | 1.9291 | 1.9291
2020-08-15 | 1.9827 | 1.9827
2020-08-15 00:30 | 1.8219 | 1.8219
2020-08-15 01:00 | 1.7683 | 1.7683
2020-08-15 01:30 | 1.6612 | 1.6612
2020-08-15 02:00 | 1.7148 | 1.7148
2020-08-15 02:30 | 1.6612 | 1.6612
2020-08-15 03:00 | 1.6076 | 1.6076
2020-08-15 03:30 | 1.6612 | 1.6612
2020-08-15 04:00 | 1.6612 | 1.6612
2020-08-15 04:30 | 1.6612 | 1.6612
2020-08-15 05:00 | 1.7683 | 1.7683
2020-08-15 05:30 | 1.6612 | 1.6612
2020-08-15 06:00 | 1.7683 | 1.7683
2020-08-15 06:30 | 1.8219 | 1.8219
2020-08-15 07:00 | 1.8755 | 1.8755
2020-08-15 07:30 | 1.9827 | 1.9827
2020-08-15 08:00 | 1.9291 | 1.9291
2020-08-15 08:30 | 1.8755 | 1.8755
2020-08-15 09:00 | 1.7683 | 1.7683
2020-08-15 09:30 | 1.7148 | 1.7148
2020-08-15 10:00 | 1.7148 | 1.7148
2020-08-15 10:30 | 1.554 | 1.554
2020-08-15 11:00 | 1.554 | 1.554
2020-08-15 11:30 | 1.4468 | 1.4468
2020-08-15 12:00 | 1.5004 | 1.5004
2020-08-15 12:30 | 1.554 | 1.554
2020-08-15 13:00 | 1.554 | 1.554
2020-08-15 13:30 | 1.4468 | 1.4468
2020-08-15 14:00 | 1.554 | 1.554
2020-08-15 14:30 | 1.554 | 1.554
2020-08-15 15:00 | 1.6612 | 1.6612
2020-08-15 15:30 | 1.9291 | 1.9291
2020-08-15 16:00 | 1.9291 | 1.9291
2020-08-15 16:30 | 2.1434 | 2.1434
2020-08-15 17:00 | 2.2506 | 2.2506
2020-08-15 17:30 | 2.5185 | 2.5185
2020-08-15 18:00 | 2.6257 | 2.6257
2020-08-15 18:30 | 2.7865 | 2.7865
2020-08-15 19:00 | 2.8401 | 2.8401
2020-08-15 19:30 | 2.6257 | 2.6257
2020-08-15 20:00 | 2.5721 | 2.5721
2020-08-15 20:30 | 2.5185 | 2.5185
2020-08-15 21:00 | 2.3042 | 2.3042
2020-08-15 21:30 | 2.3042 | 2.3042
2020-08-15 22:00 | 2.1434 | 2.1434
2020-08-15 22:30 | 2.0899 | 2.0899
2020-08-15 23:00 | 1.8219 | 1.8219
2020-08-15 23:30 | 1.9827 | 1.9827
2020-08-16 | 1.7683 | 1.7683
2020-08-16 00:30 | 1.7683 | 1.7683
2020-08-16 01:00 | 1.6965 | 1.6965
2020-08-16 01:30 | 1.6907 | 1.6907
2020-08-16 02:00 | 1.6381 | 1.6381
2020-08-16 02:30 | 1.6612 | 1.6612
2020-08-16 03:00 | 1.533 | 1.533
2020-08-16 03:30 | 1.554 | 1.554
2020-08-16 04:00 | 1.5185 | 1.5185
2020-08-16 04:30 | 1.6075 | 1.6075
2020-08-16 05:00 | 1.6612 | 1.6612
2020-08-16 05:30 | 1.714 | 1.714
2020-08-16 06:00 | 1.7945 | 1.7945
2020-08-16 06:30 | 1.8987 | 1.8987
2020-08-16 07:00 | 1.8755 | 1.8755
2020-08-16 07:30 | 1.9225 | 1.9225
2020-08-16 08:00 | 1.9827 | 1.9827
2020-08-16 08:30 | 1.8755 | 1.8755
2020-08-16 09:00 | 1.8219 | 1.8219
2020-08-16 09:30 | 1.6612 | 1.6612
2020-08-16 10:00 | 1.6076 | 1.6076
2020-08-16 10:30 | 1.4468 | 1.4468
2020-08-16 11:00 | 1.4468 | 1.4468
2020-08-16 11:30 | 1.3397 | 1.3397
2020-08-16 12:00 | 1.3932 | 1.3932
2020-08-16 12:30 | 1.4468 | 1.4468
2020-08-16 13:00 | 1.3932 | 1.3932
2020-08-16 13:30 | 1.6076 | 1.6076
2020-08-16 14:00 | 1.554 | 1.554
2020-08-16 14:30 | 1.5683 | 1.5683
2020-08-16 15:00 | 1.7683 | 1.7683
2020-08-16 15:30 | 1.7683 | 1.7683
2020-08-16 16:00 | 2.0363 | 2.0363
2020-08-16 16:30 | 2.0899 | 2.0899
2020-08-16 17:00 | 2.465 | 2.465
2020-08-16 17:30 | 2.6257 | 2.6257
2020-08-16 18:00 | 2.6257 | 2.6257
2020-08-16 18:30 | 2.9472 | 2.9472
2020-08-16 19:00 | 3.0544 | 3.0544
2020-08-16 19:30 | 2.9472 | 2.9472
2020-08-16 20:00 | 2.7329 | 2.7329
2020-08-16 20:30 | 2.6793 | 2.6793
2020-08-16 21:00 | 2.4114 | 2.4114
2020-08-16 21:30 | 2.4114 | 2.4114
2020-08-16 22:00 | 2.3042 | 2.3042
2020-08-16 22:30 | 2.0899 | 2.0899
2020-08-16 23:00 | 1.8755 | 1.8755
2020-08-16 23:30 | 1.8755 | 1.8755
2020-08-17 | 1.7683 | 1.7683
2020-08-17 00:30 | 1.7683 | 1.7683
2020-08-17 01:00 | 1.6612 | 1.6612
2020-08-17 01:30 | 1.6612 | 1.6612
2020-08-17 02:00 | 1.6612 | 1.6612
2020-08-17 02:30 | 1.6612 | 1.6612
2020-08-17 03:00 | 1.554 | 1.554
2020-08-17 03:30 | 1.6076 | 1.6076
2020-08-17 04:00 | 1.554 | 1.554
2020-08-17 04:30 | 1.7148 | 1.7148
2020-08-17 05:00 | 1.8755 | 1.8755
2020-08-17 05:30 | 1.9827 | 1.9827
2020-08-17 06:00 | 2.197 | 2.197
2020-08-17 06:30 | 2.4114 | 2.4114
2020-08-17 07:00 | 2.7329 | 2.7329
2020-08-17 07:30 | 2.8936 | 2.8936
2020-08-17 08:00 | 2.6257 | 2.6257
2020-08-17 08:30 | 2.2506 | 2.2506
2020-08-17 09:00 | 1.9291 | 1.9291
2020-08-17 09:30 | 1.8219 | 1.8219
2020-08-17 10:00 | 1.7148 | 1.7148
2020-08-17 10:30 | 1.8755 | 1.8755
2020-08-17 11:00 | 1.6612 | 1.6612
2020-08-17 11:30 | 1.6612 | 1.6612
2020-08-17 12:00 | 1.6612 | 1.6612
2020-08-17 12:30 | 1.6612 | 1.6612
2020-08-17 13:00 | 1.7683 | 1.7683
2020-08-17 13:30 | 1.7683 | 1.7683
2020-08-17 14:00 | 1.8755 | 1.8755
2020-08-17 14:30 | 1.8755 | 1.8755
2020-08-17 15:00 | 2.0899 | 2.0899
2020-08-17 15:30 | 2.2506 | 2.2506
2020-08-17 16:00 | 2.4114 | 2.4114
2020-08-17 16:30 | 2.5185 | 2.5185
2020-08-17 17:00 | 2.6257 | 2.6257
2020-08-17 17:30 | 2.8401 | 2.8401
2020-08-17 18:00 | 2.9472 | 2.9472
2020-08-17 18:30 | 3.1616 | 3.1616
2020-08-17 19:00 | 3.3223 | 3.3223
2020-08-17 19:30 | 3.1616 | 3.1616
2020-08-17 20:00 | 3.0544 | 3.0544
2020-08-17 20:30 | 2.7429 | 2.7429
2020-08-17 21:00 | 2.6272 | 2.6272
2020-08-17 21:30 | 2.6257 | 2.6257
2020-08-17 22:00 | 2.5185 | 2.5185
2020-08-17 22:30 | 2.197 | 2.197
2020-08-17 23:00 | 2.0363 | 2.0363
2020-08-17 23:30 | 1.8755 | 1.8755
2020-08-18 | 1.7683 | 1.7683
2020-08-18 00:30 | 1.7683 | 1.7683
2020-08-18 01:00 | 1.7683 | 1.7683
2020-08-18 01:30 | 1.6612 | 1.6612
2020-08-18 02:00 | 1.7683 | 1.7683
2020-08-18 02:30 | 1.554 | 1.554
2020-08-18 03:00 | 1.6076 | 1.6076
2020-08-18 03:30 | 1.6612 | 1.6612
2020-08-18 04:00 | 1.6612 | 1.6612
2020-08-18 04:30 | 1.6612 | 1.6612
2020-08-18 05:00 | 1.7683 | 1.7683
2020-08-18 05:30 | 1.9827 | 1.9827
2020-08-18 06:00 | 2.3042 | 2.3042
2020-08-18 06:30 | 2.3578 | 2.3578
2020-08-18 07:00 | 2.6793 | 2.6793
2020-08-18 07:30 | 2.7865 | 2.7865
2020-08-18 08:00 | 2.5185 | 2.5185
2020-08-18 08:30 | 2.2506 | 2.2506
2020-08-18 09:00 | 2.0899 | 2.0899
2020-08-18 09:30 | 1.8755 | 1.8755
2020-08-18 10:00 | 1.8219 | 1.8219
2020-08-18 10:30 | 1.7683 | 1.7683
2020-08-18 11:00 | 1.7683 | 1.7683
2020-08-18 11:30 | 1.8755 | 1.8755
2020-08-18 12:00 | 1.8219 | 1.8219
2020-08-18 12:30 | 1.9827 | 1.9827
2020-08-18 13:00 | 2.0899 | 2.0899
2020-08-18 13:30 | 2.197 | 2.197
2020-08-18 14:00 | 2.3578 | 2.3578
2020-08-18 14:30 | 2.6257 | 2.6257
2020-08-18 15:00 | 2.6257 | 2.6257
2020-08-18 15:30 | 2.9472 | 2.9472
2020-08-18 16:00 | 3.108 | 3.108
2020-08-18 16:30 | 3.3759 | 3.3759
2020-08-18 17:00 | 3.3759 | 3.3759
2020-08-18 17:30 | 3.6438 | 3.6438
2020-08-18 18:00 | 3.5367 | 3.5367
2020-08-18 18:30 | 3.6974 | 3.6974
2020-08-18 19:00 | 3.9118 | 3.9118
2020-08-18 19:30 | 3.6438 | 3.6438
2020-08-18 20:00 | 3.3223 | 3.3223
2020-08-18 20:30 | 3.0008 | 3.0008
2020-08-18 21:00 | 2.8401 | 2.8401
2020-08-18 21:30 | 2.8401 | 2.8401
2020-08-18 22:00 | 2.5539 | 2.5539
2020-08-18 22:30 | 2.3042 | 2.3042
2020-08-18 23:00 | 2.1434 | 2.1434
2020-08-18 23:30 | 1.9827 | 1.9827
2020-08-19 | 1.8755 | 1.8755
2020-08-19 00:30 | 1.7683 | 1.7683
2020-08-19 01:00 | 1.7683 | 1.7683
2020-08-19 01:30 | 1.6612 | 1.6612
2020-08-19 02:00 | 1.7683 | 1.7683
2020-08-19 02:30 | 1.6612 | 1.6612
2020-08-19 03:00 | 1.7683 | 1.7683
2020-08-19 03:30 | 1.6612 | 1.6612
2020-08-19 04:00 | 1.6612 | 1.6612
2020-08-19 04:30 | 1.7683 | 1.7683
2020-08-19 05:00 | 1.7683 | 1.7683
2020-08-19 05:30 | 1.8755 | 1.8755
2020-08-19 06:00 | 2.0899 | 2.0899
2020-08-19 06:30 | 2.3042 | 2.3042
2020-08-19 07:00 | 2.465 | 2.465
2020-08-19 07:30 | 2.6257 | 2.6257
2020-08-19 08:00 | 2.4114 | 2.4114
2020-08-19 08:30 | 2.197 | 2.197
2020-08-19 09:00 | 2.1434 | 2.1434
2020-08-19 09:30 | 1.9291 | 1.9291
2020-08-19 10:00 | 2.0363 | 2.0363
2020-08-19 10:30 | 1.8755 | 1.8755
2020-08-19 11:00 | 1.8755 | 1.8755
2020-08-19 11:30 | 1.9827 | 1.9827
2020-08-19 12:00 | 2.0363 | 2.0363
2020-08-19 12:30 | 2.2506 | 2.2506
2020-08-19 13:00 | 2.3042 | 2.3042
2020-08-19 13:30 | 2.3578 | 2.3578
2020-08-19 14:00 | 2.5185 | 2.5185
2020-08-19 14:30 | 2.6257 | 2.6257
2020-08-19 15:00 | 2.7865 | 2.7865
2020-08-19 15:30 | 3.108 | 3.108
2020-08-19 16:00 | 3.3223 | 3.3223
2020-08-19 16:30 | 3.3223 | 3.3223
2020-08-19 17:00 | 3.5367 | 3.5367
2020-08-19 17:30 | 3.5903 | 3.5903
2020-08-19 18:00 | 3.751 | 3.751
2020-08-19 18:30 | 3.6974 | 3.6974
2020-08-19 19:00 | 3.8582 | 3.8582
2020-08-19 19:30 | 3.6974 | 3.6974
2020-08-19 20:00 | 3.4831 | 3.4831
2020-08-19 20:30 | 3.3759 | 3.3759
2020-08-19 21:00 | 3.0544 | 3.0544
2020-08-19 21:30 | 3.0544 | 3.0544
2020-08-19 22:00 | 2.7865 | 2.7865
2020-08-19 22:30 | 2.5185 | 2.5185
2020-08-19 23:00 | 2.197 | 2.197
2020-08-19 23:30 | 2.1434 | 2.1434
2020-08-20 | 2.0899 | 2.0899
2020-08-20 00:30 | 1.9827 | 1.9827
2020-08-20 01:00 | 1.8219 | 1.8219
2020-08-20 01:30 | 1.8755 | 1.8755
2020-08-20 02:00 | 1.7683 | 1.7683
2020-08-20 02:30 | 1.7148 | 1.7148
2020-08-20 03:00 | 1.7683 | 1.7683
2020-08-20 03:30 | 1.7683 | 1.7683
2020-08-20 04:00 | 1.7683 | 1.7683
2020-08-20 04:30 | 1.7683 | 1.7683
2020-08-20 05:00 | 1.7683 | 1.7683
2020-08-20 05:30 | 2.0899 | 2.0899
2020-08-20 06:00 | 2.197 | 2.197
2020-08-20 06:30 | 2.4114 | 2.4114
2020-08-20 07:00 | 2.3585 | 2.3585
2020-08-20 07:30 | 2.5721 | 2.5721
2020-08-20 08:00 | 2.5001 | 2.5001
2020-08-20 08:30 | 2.197 | 2.197
2020-08-20 09:00 | 2.197 | 2.197
2020-08-20 09:30 | 1.8219 | 1.8219
2020-08-20 10:00 | 1.9827 | 1.9827
2020-08-20 10:30 | 1.7148 | 1.7148
2020-08-20 11:00 | 1.7683 | 1.7683
2020-08-20 11:30 | 1.7148 | 1.7148
2020-08-20 12:00 | 1.6612 | 1.6612
2020-08-20 12:30 | 1.8219 | 1.8219
2020-08-20 13:00 | 1.7683 | 1.7683
2020-08-20 13:30 | 1.8219 | 1.8219
2020-08-20 14:00 | 1.7683 | 1.7683
2020-08-20 14:30 | 1.9827 | 1.9827
2020-08-20 15:00 | 2.1434 | 2.1434
2020-08-20 15:30 | 2.197 | 2.197
2020-08-20 16:00 | 2.3042 | 2.3042
2020-08-20 16:30 | 2.4114 | 2.4114
2020-08-20 17:00 | 2.6257 | 2.6257
2020-08-20 17:30 | 2.6257 | 2.6257
2020-08-20 18:00 | 2.7865 | 2.7865
2020-08-20 18:30 | 2.9472 | 2.9472
2020-08-20 19:00 | 3.0008 | 3.0008
2020-08-20 19:30 | 3.0544 | 3.0544
2020-08-20 20:00 | 2.7865 | 2.7865
2020-08-20 20:30 | 2.7865 | 2.7865
2020-08-20 21:00 | 2.5737 | 2.5737
2020-08-20 21:30 | 2.6257 | 2.6257
2020-08-20 22:00 | 2.4114 | 2.4114
2020-08-20 22:30 | 2.1434 | 2.1434
2020-08-20 23:00 | 2.0363 | 2.0363
2020-08-20 23:30 | 1.9291 | 1.9291
2020-08-21 | 1.7683 | 1.7683
2020-08-21 00:30 | 1.7683 | 1.7683
2020-08-21 01:00 | 1.6612 | 1.6612
2020-08-21 01:30 | 1.6612 | 1.6612
2020-08-21 02:00 | 1.6612 | 1.6612
2020-08-21 02:30 | 1.6612 | 1.6612
2020-08-21 03:00 | 1.6612 | 1.6612
2020-08-21 03:30 | 1.7148 | 1.7148
2020-08-21 04:00 | 1.6612 | 1.6612
2020-08-21 04:30 | 1.7683 | 1.7683
2020-08-21 05:00 | 1.7683 | 1.7683
2020-08-21 05:30 | 1.8755 | 1.8755
2020-08-21 06:00 | 2.0899 | 2.0899
2020-08-21 06:30 | 2.465 | 2.465
2020-08-21 07:00 | 2.5721 | 2.5721
2020-08-21 07:30 | 2.6793 | 2.6793
2020-08-21 08:00 | 2.465 | 2.465
2020-08-21 08:30 | 2.4114 | 2.4114
2020-08-21 09:00 | 2.1434 | 2.1434
2020-08-21 09:30 | 1.7683 | 1.7683
2020-08-21 10:00 | 1.8755 | 1.8755
2020-08-21 10:30 | 1.7683 | 1.7683
2020-08-21 11:00 | 1.7683 | 1.7683
2020-08-21 11:30 | 1.6076 | 1.6076
2020-08-21 12:00 | 1.6612 | 1.6612
2020-08-21 12:30 | 1.6612 | 1.6612
2020-08-21 13:00 | 1.7148 | 1.7148
2020-08-21 13:30 | 1.7148 | 1.7148
2020-08-21 14:00 | 1.7683 | 1.7683
2020-08-21 14:30 | 1.8755 | 1.8755
2020-08-21 15:00 | 2.0899 | 2.0899
2020-08-21 15:30 | 2.0899 | 2.0899
2020-08-21 16:00 | 2.1434 | 2.1434
2020-08-21 16:30 | 2.3042 | 2.3042
2020-08-21 17:00 | 2.5185 | 2.5185
2020-08-21 17:30 | 2.6257 | 2.6257
2020-08-21 18:00 | 2.7329 | 2.7329
2020-08-21 18:30 | 2.8401 | 2.8401
2020-08-21 19:00 | 3.0008 | 3.0008
2020-08-21 19:30 | 3.0008 | 3.0008
2020-08-21 20:00 | 2.7865 | 2.7865
2020-08-21 20:30 | 2.7329 | 2.7329
2020-08-21 21:00 | 2.5185 | 2.5185
2020-08-21 21:30 | 2.5721 | 2.5721
2020-08-21 22:00 | 2.3042 | 2.3042
2020-08-21 22:30 | 2.3042 | 2.3042
2020-08-21 23:00 | 2.0363 | 2.0363
2020-08-21 23:30 | 1.9827 | 1.9827
2020-08-22 | 1.9827 | 1.9827
2020-08-22 00:30 | 1.9827 | 1.9827
2020-08-22 01:00 | 1.7683 | 1.7683
2020-08-22 01:30 | 1.7683 | 1.7683
2020-08-22 02:00 | 1.6612 | 1.6612
2020-08-22 02:30 | 1.6612 | 1.6612
2020-08-22 03:00 | 1.6612 | 1.6612
2020-08-22 03:30 | 1.6076 | 1.6076
2020-08-22 04:00 | 1.708 | 1.708
2020-08-22 04:30 | 1.7148 | 1.7148
2020-08-22 05:00 | 1.805 | 1.805
2020-08-22 05:30 | 1.8365 | 1.8365
2020-08-22 06:00 | 1.8755 | 1.8755
2020-08-22 06:30 | 2.0363 | 2.0363
2020-08-22 07:00 | 2.0363 | 2.0363
2020-08-22 07:30 | 2.1744 | 2.1744
2020-08-22 08:00 | 2.1434 | 2.1434
2020-08-22 08:30 | 2.1566 | 2.1566
2020-08-22 09:00 | 2.0363 | 2.0363
2020-08-22 09:30 | 1.8755 | 1.8755
2020-08-22 10:00 | 1.7683 | 1.7683
2020-08-22 10:30 | 1.7148 | 1.7148
2020-08-22 11:00 | 1.6076 | 1.6076
2020-08-22 11:30 | 1.6612 | 1.6612
2020-08-22 12:00 | 1.6076 | 1.6076
2020-08-22 12:30 | 1.5004 | 1.5004
2020-08-22 13:00 | 1.6612 | 1.6612
2020-08-22 13:30 | 1.554 | 1.554
2020-08-22 14:00 | 1.6076 | 1.6076
2020-08-22 14:30 | 1.6612 | 1.6612
2020-08-22 15:00 | 1.8219 | 1.8219
2020-08-22 15:30 | 1.8755 | 1.8755
2020-08-22 16:00 | 1.9827 | 1.9827
2020-08-22 16:30 | 2.0899 | 2.0899
2020-08-22 17:00 | 2.2506 | 2.2506
2020-08-22 17:30 | 2.465 | 2.465
2020-08-22 18:00 | 2.6257 | 2.6257
2020-08-22 18:30 | 2.7329 | 2.7329
2020-08-22 19:00 | 2.9472 | 2.9472
2020-08-22 19:30 | 2.7865 | 2.7865
2020-08-22 20:00 | 2.6793 | 2.6793
2020-08-22 20:30 | 2.5721 | 2.5721
2020-08-22 21:00 | 2.4114 | 2.4114
2020-08-22 21:30 | 2.4114 | 2.4114
2020-08-22 22:00 | 2.3578 | 2.3578
2020-08-22 22:30 | 2.197 | 2.197
2020-08-22 23:00 | 1.9827 | 1.9827
2020-08-22 23:30 | 1.8755 | 1.8755
2020-08-23 | 1.7683 | 1.7683
2020-08-23 00:30 | 1.8755 | 1.8755
2020-08-23 01:00 | 1.7683 | 1.7683
2020-08-23 01:30 | 1.6612 | 1.6612
2020-08-23 02:00 | 1.6612 | 1.6612
2020-08-23 02:30 | 1.6612 | 1.6612
2020-08-23 03:00 | 1.6076 | 1.6076
2020-08-23 03:30 | 1.6612 | 1.6612
2020-08-23 04:00 | 1.7148 | 1.7148
2020-08-23 04:30 | 1.6612 | 1.6612
2020-08-23 05:00 | 1.7683 | 1.7683
2020-08-23 05:30 | 1.7683 | 1.7683
2020-08-23 06:00 | 1.8219 | 1.8219
2020-08-23 06:30 | 1.981 | 1.981
2020-08-23 07:00 | 1.8755 | 1.8755
2020-08-23 07:30 | 2.0899 | 2.0899
2020-08-23 08:00 | 2.0363 | 2.0363
2020-08-23 08:30 | 2.0363 | 2.0363
2020-08-23 09:00 | 1.7683 | 1.7683
2020-08-23 09:30 | 1.7683 | 1.7683
2020-08-23 10:00 | 1.8219 | 1.8219
2020-08-23 10:30 | 1.6612 | 1.6612
2020-08-23 11:00 | 1.5004 | 1.5004
2020-08-23 11:30 | 1.3397 | 1.3397
2020-08-23 12:00 | 1.4468 | 1.4468
2020-08-23 12:30 | 1.4468 | 1.4468
2020-08-23 13:00 | 1.4468 | 1.4468
2020-08-23 13:30 | 1.5004 | 1.5004
2020-08-23 14:00 | 1.554 | 1.554
2020-08-23 14:30 | 1.6612 | 1.6612
2020-08-23 15:00 | 1.7148 | 1.7148
2020-08-23 15:30 | 1.8219 | 1.8219
2020-08-23 16:00 | 1.8755 | 1.8755
2020-08-23 16:30 | 2.197 | 2.197
2020-08-23 17:00 | 2.3042 | 2.3042
2020-08-23 17:30 | 2.4114 | 2.4114
2020-08-23 18:00 | 2.5721 | 2.5721
2020-08-23 18:30 | 2.7329 | 2.7329
2020-08-23 19:00 | 3.0544 | 3.0544
2020-08-23 19:30 | 3.0544 | 3.0544
2020-08-23 20:00 | 2.7329 | 2.7329
2020-08-23 20:30 | 2.6793 | 2.6793
2020-08-23 21:00 | 2.5185 | 2.5185
2020-08-23 21:30 | 2.5721 | 2.5721
2020-08-23 22:00 | 2.3578 | 2.3578
2020-08-23 22:30 | 2.1434 | 2.1434
2020-08-23 23:00 | 1.9291 | 1.9291
2020-08-23 23:30 | 1.8219 | 1.8219
2020-08-24 | 1.7683 | 1.7683
2020-08-24 00:30 | 1.7683 | 1.7683
2020-08-24 01:00 | 1.7683 | 1.7683
2020-08-24 01:30 | 1.6612 | 1.6612
2020-08-24 02:00 | 1.7683 | 1.7683
2020-08-24 02:30 | 1.6076 | 1.6076
2020-08-24 03:00 | 1.6076 | 1.6076
2020-08-24 03:30 | 1.6612 | 1.6612
2020-08-24 04:00 | 1.6612 | 1.6612
2020-08-24 04:30 | 1.7683 | 1.7683
2020-08-24 05:00 | 1.9291 | 1.9291
2020-08-24 05:30 | 2.197 | 2.197
2020-08-24 06:00 | 2.3042 | 2.3042
2020-08-24 06:30 | 2.5721 | 2.5721
2020-08-24 07:00 | 2.6257 | 2.6257
2020-08-24 07:30 | 2.7329 | 2.7329
2020-08-24 08:00 | 2.5185 | 2.5185
2020-08-24 08:30 | 2.3578 | 2.3578
2020-08-24 09:00 | 2.0363 | 2.0363
2020-08-24 09:30 | 1.8755 | 1.8755
2020-08-24 10:00 | 1.8219 | 1.8219
2020-08-24 10:30 | 1.7148 | 1.7148
2020-08-24 11:00 | 1.554 | 1.554
2020-08-24 11:30 | 1.554 | 1.554
2020-08-24 12:00 | 1.4468 | 1.4468
2020-08-24 12:30 | 1.6612 | 1.6612
2020-08-24 13:00 | 1.6076 | 1.6076
2020-08-24 13:30 | 1.554 | 1.554
2020-08-24 14:00 | 1.6612 | 1.6612
2020-08-24 14:30 | 1.6612 | 1.6612
2020-08-24 15:00 | 1.8219 | 1.8219
2020-08-24 15:30 | 2.0363 | 2.0363
2020-08-24 16:00 | 2.197 | 2.197
2020-08-24 16:30 | 2.2506 | 2.2506
2020-08-24 17:00 | 2.3042 | 2.3042
2020-08-24 17:30 | 2.5721 | 2.5721
2020-08-24 18:00 | 2.7865 | 2.7865
2020-08-24 18:30 | 2.9472 | 2.9472
2020-08-24 19:00 | 3.1616 | 3.1616
2020-08-24 19:30 | 3.1616 | 3.1616
2020-08-24 20:00 | 2.8401 | 2.8401
2020-08-24 20:30 | 2.7329 | 2.7329
2020-08-24 21:00 | 2.6257 | 2.6257
2020-08-24 21:30 | 2.6257 | 2.6257
2020-08-24 22:00 | 2.465 | 2.465
2020-08-24 22:30 | 2.197 | 2.197
2020-08-24 23:00 | 2.1434 | 2.1434
2020-08-24 23:30 | 1.8755 | 1.8755
2020-08-25 | 1.8755 | 1.8755
2020-08-25 00:30 | 1.7683 | 1.7683
2020-08-25 01:00 | 1.6612 | 1.6612
2020-08-25 01:30 | 1.6076 | 1.6076
2020-08-25 02:00 | 1.6612 | 1.6612
2020-08-25 02:30 | 1.6612 | 1.6612
2020-08-25 03:00 | 1.6076 | 1.6076
2020-08-25 03:30 | 1.6612 | 1.6612
2020-08-25 04:00 | 1.6612 | 1.6612
2020-08-25 04:30 | 1.7683 | 1.7683
2020-08-25 05:00 | 1.8755 | 1.8755
2020-08-25 05:30 | 1.9291 | 1.9291
2020-08-25 06:00 | 2.197 | 2.197
2020-08-25 06:30 | 2.5184 | 2.5184
2020-08-25 07:00 | 2.6257 | 2.6257
2020-08-25 07:30 | 2.6257 | 2.6257
2020-08-25 08:00 | 2.4114 | 2.4114
2020-08-25 08:30 | 2.197 | 2.197
2020-08-25 09:00 | 2.0363 | 2.0363
2020-08-25 09:30 | 1.8219 | 1.8219
2020-08-25 10:00 | 1.6612 | 1.6612
2020-08-25 10:30 | 1.6612 | 1.6612
2020-08-25 11:00 | 1.6076 | 1.6076
2020-08-25 11:30 | 1.554 | 1.554
2020-08-25 12:00 | 1.5004 | 1.5004
2020-08-25 12:30 | 1.554 | 1.554
2020-08-25 13:00 | 1.6076 | 1.6076
2020-08-25 13:30 | 1.7148 | 1.7148
2020-08-25 14:00 | 1.7683 | 1.7683
2020-08-25 14:30 | 1.9827 | 1.9827
2020-08-25 15:00 | 1.9291 | 1.9291
2020-08-25 15:30 | 2.197 | 2.197
2020-08-25 16:00 | 2.2506 | 2.2506
2020-08-25 16:30 | 2.4114 | 2.4114
2020-08-25 17:00 | 2.6257 | 2.6257
2020-08-25 17:30 | 2.7329 | 2.7329
2020-08-25 18:00 | 2.9472 | 2.9472
2020-08-25 18:30 | 2.9597 | 2.9597
2020-08-25 19:00 | 3.3759 | 3.3759
2020-08-25 19:30 | 3.2152 | 3.2152
2020-08-25 20:00 | 2.9472 | 2.9472
2020-08-25 20:30 | 2.9472 | 2.9472
2020-08-25 21:00 | 2.6257 | 2.6257
2020-08-25 21:30 | 2.6793 | 2.6793
2020-08-25 22:00 | 2.4114 | 2.4114
2020-08-25 22:30 | 2.3042 | 2.3042
2020-08-25 23:00 | 2.1434 | 2.1434
2020-08-25 23:30 | 1.8755 | 1.8755
2020-08-26 | 1.7683 | 1.7683
2020-08-26 00:30 | 1.8219 | 1.8219
2020-08-26 01:00 | 1.7683 | 1.7683
2020-08-26 01:30 | 1.6612 | 1.6612
2020-08-26 02:00 | 1.554 | 1.554
2020-08-26 02:30 | 1.6612 | 1.6612
2020-08-26 03:00 | 1.6076 | 1.6076
2020-08-26 03:30 | 1.6076 | 1.6076
2020-08-26 04:00 | 1.7683 | 1.7683
2020-08-26 04:30 | 1.6612 | 1.6612
2020-08-26 05:00 | 1.7683 | 1.7683
2020-08-26 05:30 | 1.9291 | 1.9291
2020-08-26 06:00 | 2.197 | 2.197
2020-08-26 06:30 | 2.3578 | 2.3578
2020-08-26 07:00 | 2.5721 | 2.5721
2020-08-26 07:30 | 2.519 | 2.519
2020-08-26 08:00 | 2.465 | 2.465
2020-08-26 08:30 | 2.197 | 2.197
2020-08-26 09:00 | 2.0467 | 2.0467
2020-08-26 09:30 | 1.8755 | 1.8755
2020-08-26 10:00 | 1.7683 | 1.7683
2020-08-26 10:30 | 1.7148 | 1.7148
2020-08-26 11:00 | 1.6612 | 1.6612
2020-08-26 11:30 | 1.7148 | 1.7148
2020-08-26 12:00 | 1.554 | 1.554
2020-08-26 12:30 | 1.7683 | 1.7683
2020-08-26 13:00 | 1.8422 | 1.8422
2020-08-26 13:30 | 1.8219 | 1.8219
2020-08-26 14:00 | 1.8755 | 1.8755
2020-08-26 14:30 | 2.1434 | 2.1434
2020-08-26 15:00 | 2.1434 | 2.1434
2020-08-26 15:30 | 2.3042 | 2.3042
2020-08-26 16:00 | 2.4114 | 2.4114
2020-08-26 16:30 | 2.5185 | 2.5185
2020-08-26 17:00 | 2.7865 | 2.7865
2020-08-26 17:30 | 2.8936 | 2.8936
2020-08-26 18:00 | 3.0544 | 3.0544
2020-08-26 18:30 | 3.0544 | 3.0544
2020-08-26 19:00 | 3.3223 | 3.3223
2020-08-26 19:30 | 3.1616 | 3.1616
2020-08-26 20:00 | 2.9472 | 2.9472
2020-08-26 20:30 | 2.9472 | 2.9472
2020-08-26 21:00 | 2.5721 | 2.5721
2020-08-26 21:30 | 2.6793 | 2.6793
2020-08-26 22:00 | 2.4114 | 2.4114
2020-08-26 22:30 | 2.197 | 2.197
2020-08-26 23:00 | 2.0363 | 2.0363
2020-08-26 23:30 | 1.9827 | 1.9827
2020-08-27 | 1.7683 | 1.7683
2020-08-27 00:30 | 1.7683 | 1.7683
2020-08-27 01:00 | 1.7148 | 1.7148
2020-08-27 01:30 | 1.7148 | 1.7148
2020-08-27 02:00 | 1.6612 | 1.6612
2020-08-27 02:30 | 1.554 | 1.554
2020-08-27 03:00 | 1.7148 | 1.7148
2020-08-27 03:30 | 1.6612 | 1.6612
2020-08-27 04:00 | 1.6612 | 1.6612
2020-08-27 04:30 | 1.7148 | 1.7148
2020-08-27 05:00 | 1.7683 | 1.7683
2020-08-27 05:30 | 1.8755 | 1.8755
2020-08-27 06:00 | 2.1434 | 2.1434
2020-08-27 06:30 | 2.4114 | 2.4114
2020-08-27 07:00 | 2.465 | 2.465
2020-08-27 07:30 | 2.5721 | 2.5721
2020-08-27 08:00 | 2.3578 | 2.3578
2020-08-27 08:30 | 2.197 | 2.197
2020-08-27 09:00 | 2.1434 | 2.1434
2020-08-27 09:30 | 1.8755 | 1.8755
2020-08-27 10:00 | 1.6612 | 1.6612
2020-08-27 10:30 | 1.7683 | 1.7683
2020-08-27 11:00 | 1.7148 | 1.7148
2020-08-27 11:30 | 1.554 | 1.554
2020-08-27 12:00 | 1.7148 | 1.7148
2020-08-27 12:30 | 1.6612 | 1.6612
2020-08-27 13:00 | 1.7148 | 1.7148
2020-08-27 13:30 | 1.8755 | 1.8755
2020-08-27 14:00 | 1.8755 | 1.8755
2020-08-27 14:30 | 1.9827 | 1.9827
2020-08-27 15:00 | 2.0363 | 2.0363
2020-08-27 15:30 | 2.3042 | 2.3042
2020-08-27 16:00 | 2.3578 | 2.3578
2020-08-27 16:30 | 2.5185 | 2.5185
2020-08-27 17:00 | 2.5721 | 2.5721
2020-08-27 17:30 | 2.6793 | 2.6793
2020-08-27 18:00 | 2.7824 | 2.7824
2020-08-27 18:30 | 2.8936 | 2.8936
2020-08-27 19:00 | 3.2132 | 3.2132
2020-08-27 19:30 | 3.0013 | 3.0013
2020-08-27 20:00 | 2.8398 | 2.8398
2020-08-27 20:30 | 2.7678 | 2.7678
2020-08-27 21:00 | 2.6257 | 2.6257
2020-08-27 21:30 | 2.6793 | 2.6793
2020-08-27 22:00 | 2.4114 | 2.4114
2020-08-27 22:30 | 2.2506 | 2.2506
2020-08-27 23:00 | 1.8755 | 1.8755
2020-08-27 23:30 | 1.9827 | 1.9827
2020-08-28 | 1.7683 | 1.7683
2020-08-28 00:30 | 1.7683 | 1.7683
2020-08-28 01:00 | 1.6612 | 1.6612
2020-08-28 01:30 | 1.7683 | 1.7683
2020-08-28 02:00 | 1.7148 | 1.7148
2020-08-28 02:30 | 1.7148 | 1.7148
2020-08-28 03:00 | 1.6076 | 1.6076
2020-08-28 03:30 | 1.6076 | 1.6076
2020-08-28 04:00 | 1.6612 | 1.6612
2020-08-28 04:30 | 1.7148 | 1.7148
2020-08-28 05:00 | 1.7683 | 1.7683
2020-08-28 05:30 | 1.8219 | 1.8219
2020-08-28 06:00 | 2.0363 | 2.0363
2020-08-28 06:30 | 2.2506 | 2.2506
2020-08-28 07:00 | 2.4114 | 2.4114
2020-08-28 07:30 | 2.5185 | 2.5185
2020-08-28 08:00 | 2.4114 | 2.4114
2020-08-28 08:30 | 2.197 | 2.197
2020-08-28 09:00 | 2.0899 | 2.0899
2020-08-28 09:30 | 1.8219 | 1.8219
2020-08-28 10:00 | 1.7683 | 1.7683
2020-08-28 10:30 | 1.7683 | 1.7683
2020-08-28 11:00 | 1.554 | 1.554
2020-08-28 11:30 | 1.7683 | 1.7683
2020-08-28 12:00 | 1.7148 | 1.7148
2020-08-28 12:30 | 1.6612 | 1.6612
2020-08-28 13:00 | 1.6612 | 1.6612
2020-08-28 13:30 | 1.7683 | 1.7683
2020-08-28 14:00 | 1.8219 | 1.8219
2020-08-28 14:30 | 1.7683 | 1.7683
2020-08-28 15:00 | 2.0899 | 2.0899
2020-08-28 15:30 | 2.197 | 2.197
2020-08-28 16:00 | 2.3578 | 2.3578
2020-08-28 16:30 | 2.3042 | 2.3042
2020-08-28 17:00 | 2.465 | 2.465
2020-08-28 17:30 | 2.6793 | 2.6793
2020-08-28 18:00 | 2.5748 | 2.5748
2020-08-28 18:30 | 2.8401 | 2.8401
2020-08-28 19:00 | 3.0544 | 3.0544
2020-08-28 19:30 | 3.0548 | 3.0548
2020-08-28 20:00 | 2.7865 | 2.7865
2020-08-28 20:30 | 2.7329 | 2.7329
2020-08-28 21:00 | 2.465 | 2.465
2020-08-28 21:30 | 2.6793 | 2.6793
2020-08-28 22:00 | 2.3578 | 2.3578
2020-08-28 22:30 | 2.2506 | 2.2506
2020-08-28 23:00 | 2.1434 | 2.1434
2020-08-28 23:30 | 1.9827 | 1.9827
2020-08-29 | 1.9291 | 1.9291
2020-08-29 00:30 | 1.8219 | 1.8219
2020-08-29 01:00 | 1.8755 | 1.8755
2020-08-29 01:30 | 1.7148 | 1.7148
2020-08-29 02:00 | 1.7683 | 1.7683
2020-08-29 02:30 | 1.7683 | 1.7683
2020-08-29 03:00 | 1.6612 | 1.6612
2020-08-29 03:30 | 1.7148 | 1.7148
2020-08-29 04:00 | 1.6612 | 1.6612
2020-08-29 04:30 | 1.6612 | 1.6612
2020-08-29 05:00 | 1.7148 | 1.7148
2020-08-29 05:30 | 1.7683 | 1.7683
2020-08-29 06:00 | 1.8755 | 1.8755
2020-08-29 06:30 | 2.0899 | 2.0899
2020-08-29 07:00 | 1.9291 | 1.9291
2020-08-29 07:30 | 2.197 | 2.197
2020-08-29 08:00 | 2.0899 | 2.0899
2020-08-29 08:30 | 2.0363 | 2.0363
2020-08-29 09:00 | 1.8755 | 1.8755
2020-08-29 09:30 | 1.8219 | 1.8219
2020-08-29 10:00 | 1.7683 | 1.7683
2020-08-29 10:30 | 1.6612 | 1.6612
2020-08-29 11:00 | 1.6612 | 1.6612
2020-08-29 11:30 | 1.5004 | 1.5004
2020-08-29 12:00 | 1.6076 | 1.6076
2020-08-29 12:30 | 1.5004 | 1.5004
2020-08-29 13:00 | 1.6076 | 1.6076
2020-08-29 13:30 | 1.5004 | 1.5004
2020-08-29 14:00 | 1.6612 | 1.6612
2020-08-29 14:30 | 1.6612 | 1.6612
2020-08-29 15:00 | 1.7148 | 1.7148
2020-08-29 15:30 | 1.8755 | 1.8755
2020-08-29 16:00 | 2.0363 | 2.0363
2020-08-29 16:30 | 2.197 | 2.197
2020-08-29 17:00 | 2.3042 | 2.3042
2020-08-29 17:30 | 2.5721 | 2.5721
2020-08-29 18:00 | 2.8401 | 2.8401
2020-08-29 18:30 | 2.6793 | 2.6793
2020-08-29 19:00 | 3.0008 | 3.0008
2020-08-29 19:30 | 2.8401 | 2.8401
2020-08-29 20:00 | 2.8401 | 2.8401
2020-08-29 20:30 | 2.6793 | 2.6793
2020-08-29 21:00 | 2.4114 | 2.4114
2020-08-29 21:30 | 2.465 | 2.465
2020-08-29 22:00 | 2.3578 | 2.3578
2020-08-29 22:30 | 2.197 | 2.197
2020-08-29 23:00 | 1.9827 | 1.9827
2020-08-29 23:30 | 1.9827 | 1.9827
2020-08-30 | 1.9827 | 1.9827
2020-08-30 00:30 | 1.8755 | 1.8755
2020-08-30 01:00 | 1.8755 | 1.8755
2020-08-30 01:30 | 1.7683 | 1.7683
2020-08-30 02:00 | 1.7683 | 1.7683
2020-08-30 02:30 | 1.7683 | 1.7683
2020-08-30 03:00 | 1.6612 | 1.6612
2020-08-30 03:30 | 1.6612 | 1.6612
2020-08-30 04:00 | 1.6612 | 1.6612
2020-08-30 04:30 | 1.7683 | 1.7683
2020-08-30 05:00 | 1.6612 | 1.6612
2020-08-30 05:30 | 1.7683 | 1.7683
2020-08-30 06:00 | 1.7683 | 1.7683
2020-08-30 06:30 | 1.7683 | 1.7683
2020-08-30 07:00 | 1.7683 | 1.7683
2020-08-30 07:30 | 1.9827 | 1.9827
2020-08-30 08:00 | 1.9291 | 1.9291
2020-08-30 08:30 | 1.9827 | 1.9827
2020-08-30 09:00 | 1.7683 | 1.7683
2020-08-30 09:30 | 1.7683 | 1.7683
2020-08-30 10:00 | 1.7148 | 1.7148
2020-08-30 10:30 | 1.7683 | 1.7683
2020-08-30 11:00 | 1.6612 | 1.6612
2020-08-30 11:30 | 1.7683 | 1.7683
2020-08-30 12:00 | 1.8219 | 1.8219
2020-08-30 12:30 | 1.8755 | 1.8755
2020-08-30 13:00 | 2.0899 | 2.0899
2020-08-30 13:30 | 2.1434 | 2.1434
2020-08-30 14:00 | 2.3042 | 2.3042
2020-08-30 14:30 | 2.5185 | 2.5185
2020-08-30 15:00 | 2.6793 | 2.6793
2020-08-30 15:30 | 3.0544 | 3.0544
2020-08-30 16:00 | 2.8936 | 2.8936
2020-08-30 16:30 | 3.108 | 3.108
2020-08-30 17:00 | 3.2152 | 3.2152
2020-08-30 17:30 | 3.3223 | 3.3223
2020-08-30 18:00 | 3.5903 | 3.5903
2020-08-30 18:30 | 3.5903 | 3.5903
2020-08-30 19:00 | 3.5903 | 3.5903
2020-08-30 19:30 | 3.5903 | 3.5903
2020-08-30 20:00 | 3.4295 | 3.4295
2020-08-30 20:30 | 3.1616 | 3.1616
2020-08-30 21:00 | 2.9472 | 2.9472
2020-08-30 21:30 | 2.9472 | 2.9472
2020-08-30 22:00 | 2.7865 | 2.7865
2020-08-30 22:30 | 2.465 | 2.465
2020-08-30 23:00 | 2.197 | 2.197
2020-08-30 23:30 | 2.1434 | 2.1434
2020-08-31 | 2.0363 | 2.0363
2020-08-31 00:30 | 1.9827 | 1.9827
2020-08-31 01:00 | 1.9827 | 1.9827
2020-08-31 01:30 | 1.8755 | 1.8755
2020-08-31 02:00 | 1.9827 | 1.9827
2020-08-31 02:30 | 1.8219 | 1.8219
2020-08-31 03:00 | 1.8755 | 1.8755
2020-08-31 03:30 | 1.7683 | 1.7683
2020-08-31 04:00 | 1.8755 | 1.8755
2020-08-31 04:30 | 1.8219 | 1.8219
2020-08-31 05:00 | 1.9291 | 1.9291
2020-08-31 05:30 | 1.9827 | 1.9827
2020-08-31 06:00 | 2.197 | 2.197
2020-08-31 06:30 | 2.2506 | 2.2506
2020-08-31 07:00 | 2.4114 | 2.4114
2020-08-31 07:30 | 2.3578 | 2.3578
2020-08-31 08:00 | 2.3042 | 2.3042
2020-08-31 08:30 | 2.3014 | 2.3014
2020-08-31 09:00 | 2.2506 | 2.2506
2020-08-31 09:30 | 1.9291 | 1.9291
2020-08-31 10:00 | 2.0899 | 2.0899
2020-08-31 10:30 | 2.0899 | 2.0899
2020-08-31 11:00 | 2.1434 | 2.1434
2020-08-31 11:30 | 2.197 | 2.197
2020-08-31 12:00 | 2.2506 | 2.2506
2020-08-31 12:30 | 2.197 | 2.197
2020-08-31 13:00 | 2.2506 | 2.2506
2020-08-31 13:30 | 2.465 | 2.465
2020-08-31 14:00 | 2.6257 | 2.6257
2020-08-31 14:30 | 2.6257 | 2.6257
2020-08-31 15:00 | 2.9472 | 2.9472
2020-08-31 15:30 | 2.9472 | 2.9472
2020-08-31 16:00 | 3.108 | 3.108
2020-08-31 16:30 | 3.1616 | 3.1616
2020-08-31 17:00 | 3.3223 | 3.3223
2020-08-31 17:30 | 3.3759 | 3.3759
2020-08-31 18:00 | 3.5903 | 3.5903
2020-08-31 18:30 | 3.6974 | 3.6974
2020-08-31 19:00 | 3.8046 | 3.8046
2020-08-31 19:30 | 3.6974 | 3.6974
2020-08-31 20:00 | 3.2687 | 3.2687
2020-08-31 20:30 | 3.2687 | 3.2687
2020-08-31 21:00 | 3.0872 | 3.0872
2020-08-31 21:30 | 2.8936 | 2.8936
2020-08-31 22:00 | 2.7329 | 2.7329
2020-08-31 22:30 | 2.4114 | 2.4114
2020-08-31 23:00 | 2.3042 | 2.3042
2020-08-31 23:30 | 2.1434 | 2.1434
2020-09-01 | 2.1434 | 2.1434
2020-09-01 00:30 | 2.0363 | 2.0363
2020-09-01 01:00 | 1.8755 | 1.8755
2020-09-01 01:30 | 1.8755 | 1.8755
2020-09-01 02:00 | 1.8755 | 1.8755
2020-09-01 02:30 | 1.8219 | 1.8219
2020-09-01 03:00 | 1.8219 | 1.8219
2020-09-01 03:30 | 1.7683 | 1.7683
2020-09-01 04:00 | 1.7683 | 1.7683
2020-09-01 04:30 | 1.8219 | 1.8219
2020-09-01 05:00 | 1.8755 | 1.8755
2020-09-01 05:30 | 1.8755 | 1.8755
2020-09-01 06:00 | 2.0899 | 2.0899
2020-09-01 06:30 | 2.4114 | 2.4114
2020-09-01 07:00 | 2.4114 | 2.4114
2020-09-01 07:30 | 2.6257 | 2.6257
2020-09-01 08:00 | 2.3578 | 2.3578
2020-09-01 08:30 | 2.3578 | 2.3578
2020-09-01 09:00 | 2.0899 | 2.0899
2020-09-01 09:30 | 1.9827 | 1.9827
2020-09-01 10:00 | 2.0899 | 2.0899
2020-09-01 10:30 | 1.9827 | 1.9827
2020-09-01 11:00 | 2.0363 | 2.0363
2020-09-01 11:30 | 1.9291 | 1.9291
2020-09-01 12:00 | 2.0363 | 2.0363
2020-09-01 12:30 | 1.9827 | 1.9827
2020-09-01 13:00 | 2.1434 | 2.1434
2020-09-01 13:30 | 2.3578 | 2.3578
2020-09-01 14:00 | 2.4114 | 2.4114
2020-09-01 14:30 | 2.5185 | 2.5185
2020-09-01 15:00 | 2.7865 | 2.7865
2020-09-01 15:30 | 3.0544 | 3.0544
2020-09-01 16:00 | 3.108 | 3.108
2020-09-01 16:30 | 3.0544 | 3.0544
2020-09-01 17:00 | 3.2152 | 3.2152
2020-09-01 17:30 | 3.3759 | 3.3759
2020-09-01 18:00 | 3.4831 | 3.4831
2020-09-01 18:30 | 3.5903 | 3.5903
2020-09-01 19:00 | 3.751 | 3.751
2020-09-01 19:30 | 3.5903 | 3.5903
2020-09-01 20:00 | 3.3223 | 3.3223
2020-09-01 20:30 | 3.1616 | 3.1616
2020-09-01 21:00 | 2.8401 | 2.8401
2020-09-01 21:30 | 2.7865 | 2.7865
2020-09-01 22:00 | 2.6793 | 2.6793
2020-09-01 22:30 | 2.3578 | 2.3578
2020-09-01 23:00 | 2.2506 | 2.2506
2020-09-01 23:30 | 2.0363 | 2.0363
2020-09-02 | 1.9827 | 1.9827
2020-09-02 00:30 | 1.8755 | 1.8755
2020-09-02 01:00 | 1.7683 | 1.7683
2020-09-02 01:30 | 1.8219 | 1.8219
2020-09-02 02:00 | 1.7683 | 1.7683
2020-09-02 02:30 | 1.6612 | 1.6612
2020-09-02 03:00 | 1.6612 | 1.6612
2020-09-02 03:30 | 1.7683 | 1.7683
2020-09-02 04:00 | 1.7683 | 1.7683
2020-09-02 04:30 | 1.7683 | 1.7683
2020-09-02 05:00 | 1.8755 | 1.8755
2020-09-02 05:30 | 2.0363 | 2.0363
2020-09-02 06:00 | 2.197 | 2.197
2020-09-02 06:30 | 2.3042 | 2.3042
2020-09-02 07:00 | 2.5721 | 2.5721
2020-09-02 07:30 | 2.5721 | 2.5721
2020-09-02 08:00 | 2.5185 | 2.5185
2020-09-02 08:30 | 2.1434 | 2.1434
2020-09-02 09:00 | 2.0899 | 2.0899
2020-09-02 09:30 | 1.9827 | 1.9827
2020-09-02 10:00 | 1.9291 | 1.9291
2020-09-02 10:30 | 1.9827 | 1.9827
2020-09-02 11:00 | 1.8755 | 1.8755
2020-09-02 11:30 | 1.9291 | 1.9291
2020-09-02 12:00 | 1.9291 | 1.9291
2020-09-02 12:30 | 2.0363 | 2.0363
2020-09-02 13:00 | 2.1434 | 2.1434
2020-09-02 13:30 | 2.197 | 2.197
2020-09-02 14:00 | 2.3042 | 2.3042
2020-09-02 14:30 | 2.3578 | 2.3578
2020-09-02 15:00 | 2.6257 | 2.6257
2020-09-02 15:30 | 2.7865 | 2.7865
2020-09-02 16:00 | 2.9472 | 2.9472
2020-09-02 16:30 | 3.0544 | 3.0544
2020-09-02 17:00 | 3.108 | 3.108
2020-09-02 17:30 | 3.4295 | 3.4295
2020-09-02 18:00 | 3.4295 | 3.4295
2020-09-02 18:30 | 3.5367 | 3.5367
2020-09-02 19:00 | 3.5903 | 3.5903
2020-09-02 19:30 | 3.3759 | 3.3759
2020-09-02 20:00 | 3.2687 | 3.2687
2020-09-02 20:30 | 3.0544 | 3.0544
2020-09-02 21:00 | 2.8401 | 2.8401
2020-09-02 21:30 | 2.7865 | 2.7865
2020-09-02 22:00 | 2.6257 | 2.6257
2020-09-02 22:30 | 2.4114 | 2.4114
2020-09-02 23:00 | 2.2506 | 2.2506
2020-09-02 23:30 | 2.0899 | 2.0899
2020-09-03 | 1.9827 | 1.9827
2020-09-03 00:30 | 1.8755 | 1.8755
2020-09-03 01:00 | 1.8219 | 1.8219
2020-09-03 01:30 | 1.7683 | 1.7683
2020-09-03 02:00 | 1.7148 | 1.7148
2020-09-03 02:30 | 1.6612 | 1.6612
2020-09-03 03:00 | 1.6612 | 1.6612
2020-09-03 03:30 | 1.6612 | 1.6612
2020-09-03 04:00 | 1.7148 | 1.7148
2020-09-03 04:30 | 1.7683 | 1.7683
2020-09-03 05:00 | 1.7148 | 1.7148
2020-09-03 05:30 | 1.9827 | 1.9827
2020-09-03 06:00 | 2.1434 | 2.1434
2020-09-03 06:30 | 2.3042 | 2.3042
2020-09-03 07:00 | 2.4114 | 2.4114
2020-09-03 07:30 | 2.5647 | 2.5647
2020-09-03 08:00 | 2.3042 | 2.3042
2020-09-03 08:30 | 2.2506 | 2.2506
2020-09-03 09:00 | 2.197 | 2.197
2020-09-03 09:30 | 2.0899 | 2.0899
2020-09-03 10:00 | 1.9291 | 1.9291
2020-09-03 10:30 | 1.9827 | 1.9827
2020-09-03 11:00 | 1.9827 | 1.9827
2020-09-03 11:30 | 2.0899 | 2.0899
2020-09-03 12:00 | 2.2506 | 2.2506
2020-09-03 12:30 | 2.2506 | 2.2506
2020-09-03 13:00 | 2.4114 | 2.4114
2020-09-03 13:30 | 2.5185 | 2.5185
2020-09-03 14:00 | 2.7329 | 2.7329
2020-09-03 14:30 | 2.8401 | 2.8401
2020-09-03 15:00 | 3.0544 | 3.0544
2020-09-03 15:30 | 3.2687 | 3.2687
2020-09-03 16:00 | 3.2152 | 3.2152
2020-09-03 16:30 | 3.4831 | 3.4831
2020-09-03 17:00 | 3.5903 | 3.5903
2020-09-03 17:30 | 3.751 | 3.751
2020-09-03 18:00 | 3.6974 | 3.6974
2020-09-03 18:30 | 3.9654 | 3.9654
2020-09-03 19:00 | 3.9463 | 3.9463
2020-09-03 19:30 | 3.751 | 3.751
2020-09-03 20:00 | 3.5903 | 3.5903
2020-09-03 20:30 | 3.1471 | 3.1471
2020-09-03 21:00 | 3.0544 | 3.0544
2020-09-03 21:30 | 2.8936 | 2.8936
2020-09-03 22:00 | 2.8401 | 2.8401
2020-09-03 22:30 | 2.4114 | 2.4114
2020-09-03 23:00 | 2.2506 | 2.2506
2020-09-03 23:30 | 2.1434 | 2.1434
2020-09-04 | 2.0363 | 2.0363
2020-09-04 00:30 | 1.9291 | 1.9291
2020-09-04 01:00 | 1.8755 | 1.8755
2020-09-04 01:30 | 1.7683 | 1.7683
2020-09-04 02:00 | 1.8755 | 1.8755
2020-09-04 02:30 | 1.7683 | 1.7683
2020-09-04 03:00 | 1.7683 | 1.7683
2020-09-04 03:30 | 1.7148 | 1.7148
2020-09-04 04:00 | 1.7683 | 1.7683
2020-09-04 04:30 | 1.8755 | 1.8755
2020-09-04 05:00 | 1.8755 | 1.8755
2020-09-04 05:30 | 1.8219 | 1.8219
2020-09-04 06:00 | 2.2506 | 2.2506
2020-09-04 06:30 | 2.197 | 2.197
2020-09-04 07:00 | 2.3578 | 2.3578
2020-09-04 07:30 | 2.3042 | 2.3042
2020-09-04 08:00 | 2.197 | 2.197
2020-09-04 08:30 | 2.3042 | 2.3042
2020-09-04 09:00 | 2.0363 | 2.0363
2020-09-04 09:30 | 2.0363 | 2.0363
2020-09-04 10:00 | 1.8755 | 1.8755
2020-09-04 10:30 | 1.9827 | 1.9827
2020-09-04 11:00 | 2.0363 | 2.0363
2020-09-04 11:30 | 2.197 | 2.197
2020-09-04 12:00 | 2.4114 | 2.4114
2020-09-04 12:30 | 2.5185 | 2.5185
2020-09-04 13:00 | 2.7329 | 2.7329
2020-09-04 13:30 | 2.8401 | 2.8401
2020-09-04 14:00 | 2.9472 | 2.9472
2020-09-04 14:30 | 3.0544 | 3.0544
2020-09-04 15:00 | 3.1616 | 3.1616
2020-09-04 15:30 | 3.4295 | 3.4295
2020-09-04 16:00 | 3.4831 | 3.4831
2020-09-04 16:30 | 3.5367 | 3.5367
2020-09-04 17:00 | 3.8046 | 3.8046
2020-09-04 17:30 | 3.8582 | 3.8582
2020-09-04 18:00 | 3.751 | 3.751
2020-09-04 18:30 | 3.8582 | 3.8582
2020-09-04 19:00 | 3.8046 | 3.8046
2020-09-04 19:30 | 3.8046 | 3.8046
2020-09-04 20:00 | 3.5367 | 3.5367
2020-09-04 20:30 | 3.3223 | 3.3223
2020-09-04 21:00 | 3.1616 | 3.1616
2020-09-04 21:30 | 2.9472 | 2.9472
2020-09-04 22:00 | 2.8401 | 2.8401
2020-09-04 22:30 | 2.7329 | 2.7329
2020-09-04 23:00 | 2.3578 | 2.3578
2020-09-04 23:30 | 2.3042 | 2.3042
2020-09-05 | 2.197 | 2.197
2020-09-05 00:30 | 2.0899 | 2.0899
2020-09-05 01:00 | 2.0363 | 2.0363
2020-09-05 01:30 | 1.9291 | 1.9291
2020-09-05 02:00 | 1.9291 | 1.9291
2020-09-05 02:30 | 1.7947 | 1.7947
2020-09-05 03:00 | 1.7683 | 1.7683
2020-09-05 03:30 | 1.8755 | 1.8755
2020-09-05 04:00 | 1.9291 | 1.9291
2020-09-05 04:30 | 1.9291 | 1.9291
2020-09-05 05:00 | 1.8755 | 1.8755
2020-09-05 05:30 | 1.8755 | 1.8755
2020-09-05 06:00 | 1.8755 | 1.8755
2020-09-05 06:30 | 1.9291 | 1.9291
2020-09-05 07:00 | 1.9827 | 1.9827
2020-09-05 07:30 | 2.0899 | 2.0899
2020-09-05 08:00 | 2.0494 | 2.0494
2020-09-05 08:30 | 2.0739 | 2.0739
2020-09-05 09:00 | 1.9291 | 1.9291
2020-09-05 09:30 | 2.0363 | 2.0363
2020-09-05 10:00 | 1.9827 | 1.9827
2020-09-05 10:30 | 2.0363 | 2.0363
2020-09-05 11:00 | 2.0363 | 2.0363
2020-09-05 11:30 | 2.1434 | 2.1434
2020-09-05 12:00 | 2.3042 | 2.3042
2020-09-05 12:30 | 2.5185 | 2.5185
2020-09-05 13:00 | 2.5185 | 2.5185
2020-09-05 13:30 | 2.5185 | 2.5185
2020-09-05 14:00 | 2.7329 | 2.7329
2020-09-05 14:30 | 2.8401 | 2.8401
2020-09-05 15:00 | 3.0544 | 3.0544
2020-09-05 15:30 | 3.1616 | 3.1616
2020-09-05 16:00 | 3.1616 | 3.1616
2020-09-05 16:30 | 3.3223 | 3.3223
2020-09-05 17:00 | 3.3759 | 3.3759
2020-09-05 17:30 | 3.6974 | 3.6974
2020-09-05 18:00 | 3.751 | 3.751
2020-09-05 18:30 | 3.6974 | 3.6974
2020-09-05 19:00 | 3.751 | 3.751
2020-09-05 19:30 | 3.8046 | 3.8046
2020-09-05 20:00 | 3.5903 | 3.5903
2020-09-05 20:30 | 3.2687 | 3.2687
2020-09-05 21:00 | 3.0544 | 3.0544
2020-09-05 21:30 | 2.9472 | 2.9472
2020-09-05 22:00 | 2.7329 | 2.7329
2020-09-05 22:30 | 2.5721 | 2.5721
2020-09-05 23:00 | 2.3578 | 2.3578
2020-09-05 23:30 | 2.3042 | 2.3042
2020-09-06 | 2.2506 | 2.2506
2020-09-06 00:30 | 2.1434 | 2.1434
2020-09-06 01:00 | 2.197 | 2.197
2020-09-06 01:30 | 1.9827 | 1.9827
2020-09-06 02:00 | 2.0363 | 2.0363
2020-09-06 02:30 | 1.9291 | 1.9291
2020-09-06 03:00 | 1.9291 | 1.9291
2020-09-06 03:30 | 1.8219 | 1.8219
2020-09-06 04:00 | 1.8755 | 1.8755
2020-09-06 04:30 | 1.8755 | 1.8755
2020-09-06 05:00 | 1.8755 | 1.8755
2020-09-06 05:30 | 1.8755 | 1.8755
2020-09-06 06:00 | 1.8755 | 1.8755
2020-09-06 06:30 | 1.8755 | 1.8755
2020-09-06 07:00 | 1.9291 | 1.9291
2020-09-06 07:30 | 1.9291 | 1.9291
2020-09-06 08:00 | 1.8755 | 1.8755
2020-09-06 08:30 | 1.9827 | 1.9827
2020-09-06 09:00 | 2.0899 | 2.0899
2020-09-06 09:30 | 1.9827 | 1.9827
2020-09-06 10:00 | 1.9827 | 1.9827
2020-09-06 10:30 | 1.9827 | 1.9827
2020-09-06 11:00 | 1.9827 | 1.9827
2020-09-06 11:30 | 2.0899 | 2.0899
2020-09-06 12:00 | 2.4114 | 2.4114
2020-09-06 12:30 | 2.5721 | 2.5721
2020-09-06 13:00 | 2.6257 | 2.6257
2020-09-06 13:30 | 2.8401 | 2.8401
2020-09-06 14:00 | 2.8936 | 2.8936
2020-09-06 14:30 | 3.108 | 3.108
2020-09-06 15:00 | 3.1616 | 3.1616
2020-09-06 15:30 | 3.2687 | 3.2687
2020-09-06 16:00 | 3.4831 | 3.4831
2020-09-06 16:30 | 3.4831 | 3.4831
2020-09-06 17:00 | 3.6974 | 3.6974
2020-09-06 17:30 | 3.8046 | 3.8046
2020-09-06 18:00 | 3.8046 | 3.8046
2020-09-06 18:30 | 3.8582 | 3.8582
2020-09-06 19:00 | 3.8582 | 3.8582
2020-09-06 19:30 | 3.8046 | 3.8046
2020-09-06 20:00 | 3.4831 | 3.4831
2020-09-06 20:30 | 3.2687 | 3.2687
2020-09-06 21:00 | 2.9472 | 2.9472
2020-09-06 21:30 | 2.9472 | 2.9472
2020-09-06 22:00 | 2.6793 | 2.6793
2020-09-06 22:30 | 2.5721 | 2.5721
2020-09-06 23:00 | 2.3042 | 2.3042
2020-09-06 23:30 | 2.3042 | 2.3042
2020-09-07 | 2.197 | 2.197
2020-09-07 00:30 | 2.197 | 2.197
2020-09-07 01:00 | 2.0363 | 2.0363
2020-09-07 01:30 | 2.0363 | 2.0363
2020-09-07 02:00 | 1.9827 | 1.9827
2020-09-07 02:30 | 1.9827 | 1.9827
2020-09-07 03:00 | 1.8755 | 1.8755
2020-09-07 03:30 | 1.8755 | 1.8755
2020-09-07 04:00 | 1.8219 | 1.8219
2020-09-07 04:30 | 1.9291 | 1.9291
2020-09-07 05:00 | 1.9291 | 1.9291
2020-09-07 05:30 | 2.0899 | 2.0899
2020-09-07 06:00 | 2.197 | 2.197
2020-09-07 06:30 | 2.2813 | 2.2813
2020-09-07 07:00 | 2.5185 | 2.5185
2020-09-07 07:30 | 2.465 | 2.465
2020-09-07 08:00 | 2.5185 | 2.5185
2020-09-07 08:30 | 2.3042 | 2.3042
2020-09-07 09:00 | 2.2506 | 2.2506
2020-09-07 09:30 | 2.3042 | 2.3042
2020-09-07 10:00 | 2.2506 | 2.2506
2020-09-07 10:30 | 2.2506 | 2.2506
2020-09-07 11:00 | 2.2506 | 2.2506
2020-09-07 11:30 | 2.465 | 2.465
2020-09-07 12:00 | 2.4114 | 2.4114
2020-09-07 12:30 | 2.6257 | 2.6257
2020-09-07 13:00 | 2.6793 | 2.6793
2020-09-07 13:30 | 2.7329 | 2.7329
2020-09-07 14:00 | 2.9472 | 2.9472
2020-09-07 14:30 | 3.108 | 3.108
2020-09-07 15:00 | 3.1616 | 3.1616
2020-09-07 15:30 | 3.3759 | 3.3759
2020-09-07 16:00 | 3.4295 | 3.4295
2020-09-07 16:30 | 3.6438 | 3.6438
2020-09-07 17:00 | 3.6974 | 3.6974
2020-09-07 17:30 | 3.8046 | 3.8046
2020-09-07 18:00 | 3.8582 | 3.8582
2020-09-07 18:30 | 4.0189 | 4.0189
2020-09-07 19:00 | 4.0725 | 4.0725
2020-09-07 19:30 | 3.8582 | 3.8582
2020-09-07 20:00 | 3.5903 | 3.5903
2020-09-07 20:30 | 3.3759 | 3.3759
2020-09-07 21:00 | 3.1616 | 3.1616
2020-09-07 21:30 | 3.1616 | 3.1616
2020-09-07 22:00 | 3.0544 | 3.0544
2020-09-07 22:30 | 2.6257 | 2.6257
2020-09-07 23:00 | 2.465 | 2.465
2020-09-07 23:30 | 2.3578 | 2.3578
2020-09-08 | 2.2506 | 2.2506
2020-09-08 00:30 | 2.197 | 2.197
2020-09-08 01:00 | 2.0899 | 2.0899
2020-09-08 01:30 | 2.0899 | 2.0899
2020-09-08 02:00 | 2.0899 | 2.0899
2020-09-08 02:30 | 1.9827 | 1.9827
2020-09-08 03:00 | 2.0363 | 2.0363
2020-09-08 03:30 | 1.9827 | 1.9827
2020-09-08 04:00 | 1.9827 | 1.9827
2020-09-08 04:30 | 1.8755 | 1.8755
2020-09-08 05:00 | 1.9827 | 1.9827
2020-09-08 05:30 | 2.1434 | 2.1434
2020-09-08 06:00 | 2.2506 | 2.2506
2020-09-08 06:30 | 2.3042 | 2.3042
2020-09-08 07:00 | 2.465 | 2.465
2020-09-08 07:30 | 2.465 | 2.465
2020-09-08 08:00 | 2.3578 | 2.3578
2020-09-08 08:30 | 2.3578 | 2.3578
2020-09-08 09:00 | 2.197 | 2.197
2020-09-08 09:30 | 2.0899 | 2.0899
2020-09-08 10:00 | 2.197 | 2.197
2020-09-08 10:30 | 1.9827 | 1.9827
2020-09-08 11:00 | 2.0899 | 2.0899
2020-09-08 11:30 | 2.0899 | 2.0899
2020-09-08 12:00 | 2.0899 | 2.0899
2020-09-08 12:30 | 2.0899 | 2.0899
2020-09-08 13:00 | 2.0899 | 2.0899
2020-09-08 13:30 | 2.197 | 2.197
2020-09-08 14:00 | 2.3578 | 2.3578
2020-09-08 14:30 | 2.3578 | 2.3578
2020-09-08 15:00 | 2.5185 | 2.5185
2020-09-08 15:30 | 2.6793 | 2.6793
2020-09-08 16:00 | 2.7865 | 2.7865
2020-09-08 16:30 | 2.8936 | 2.8936
2020-09-08 17:00 | 2.9472 | 2.9472
2020-09-08 17:30 | 3.3223 | 3.3223
2020-09-08 18:00 | 3.4831 | 3.4831
2020-09-08 18:30 | 3.6974 | 3.6974
2020-09-08 19:00 | 3.8046 | 3.8046
2020-09-08 19:30 | 3.6974 | 3.6974
2020-09-08 20:00 | 3.4418 | 3.4418
2020-09-08 20:30 | 3.2687 | 3.2687
2020-09-08 21:00 | 3.0544 | 3.0544
2020-09-08 21:30 | 3.0008 | 3.0008
2020-09-08 22:00 | 2.7865 | 2.7865
2020-09-08 22:30 | 2.5721 | 2.5721
2020-09-08 23:00 | 2.3578 | 2.3578
2020-09-08 23:30 | 2.3042 | 2.3042
2020-09-09 | 2.197 | 2.197
2020-09-09 00:30 | 2.0899 | 2.0899
2020-09-09 01:00 | 2.0357 | 2.0357
2020-09-09 01:30 | 1.9827 | 1.9827
2020-09-09 02:00 | 1.8755 | 1.8755
2020-09-09 02:30 | 1.8755 | 1.8755
2020-09-09 03:00 | 1.8755 | 1.8755
2020-09-09 03:30 | 1.9291 | 1.9291
2020-09-09 04:00 | 1.7683 | 1.7683
2020-09-09 04:30 | 1.9827 | 1.9827
2020-09-09 05:00 | 1.9827 | 1.9827
2020-09-09 05:30 | 2.1434 | 2.1434
2020-09-09 06:00 | 2.197 | 2.197
2020-09-09 06:30 | 2.3042 | 2.3042
2020-09-09 07:00 | 2.5145 | 2.5145
2020-09-09 07:30 | 2.5185 | 2.5185
2020-09-09 08:00 | 2.465 | 2.465
2020-09-09 08:30 | 2.3042 | 2.3042
2020-09-09 09:00 | 2.197 | 2.197
2020-09-09 09:30 | 2.197 | 2.197
2020-09-09 10:00 | 2.2506 | 2.2506
2020-09-09 10:30 | 2.0899 | 2.0899
2020-09-09 11:00 | 2.2506 | 2.2506
2020-09-09 11:30 | 2.2506 | 2.2506
2020-09-09 12:00 | 2.2506 | 2.2506
2020-09-09 12:30 | 2.5185 | 2.5185
2020-09-09 13:00 | 2.5721 | 2.5721
2020-09-09 13:30 | 2.6257 | 2.6257
2020-09-09 14:00 | 2.6793 | 2.6793
2020-09-09 14:30 | 2.7329 | 2.7329
2020-09-09 15:00 | 2.9472 | 2.9472
2020-09-09 15:30 | 3.108 | 3.108
2020-09-09 16:00 | 3.2687 | 3.2687
2020-09-09 16:30 | 3.2687 | 3.2687
2020-09-09 17:00 | 3.4295 | 3.4295
2020-09-09 17:30 | 3.4295 | 3.4295
2020-09-09 18:00 | 3.6438 | 3.6438
2020-09-09 18:30 | 3.8046 | 3.8046
2020-09-09 19:00 | 3.9654 | 3.9654
2020-09-09 19:30 | 3.6974 | 3.6974
2020-09-09 20:00 | 3.3759 | 3.3759
2020-09-09 20:30 | 3.2687 | 3.2687
2020-09-09 21:00 | 3.0008 | 3.0008
2020-09-09 21:30 | 2.9472 | 2.9472
2020-09-09 22:00 | 2.6793 | 2.6793
2020-09-09 22:30 | 2.6793 | 2.6793
2020-09-09 23:00 | 2.4114 | 2.4114
2020-09-09 23:30 | 2.2506 | 2.2506
2020-09-10 | 2.197 | 2.197
2020-09-10 00:30 | 2.1434 | 2.1434
2020-09-10 01:00 | 2.0899 | 2.0899
2020-09-10 01:30 | 2.0363 | 2.0363
2020-09-10 02:00 | 1.9291 | 1.9291
2020-09-10 02:30 | 1.9291 | 1.9291
2020-09-10 03:00 | 1.8219 | 1.8219
2020-09-10 03:30 | 1.8755 | 1.8755
2020-09-10 04:00 | 1.8755 | 1.8755
2020-09-10 04:30 | 1.8219 | 1.8219
2020-09-10 05:00 | 1.8755 | 1.8755
2020-09-10 05:30 | 2.0899 | 2.0899
2020-09-10 06:00 | 2.2506 | 2.2506
2020-09-10 06:30 | 2.197 | 2.197
2020-09-10 07:00 | 2.3578 | 2.3578
2020-09-10 07:30 | 2.5721 | 2.5721
2020-09-10 08:00 | 2.5185 | 2.5185
2020-09-10 08:30 | 2.3578 | 2.3578
2020-09-10 09:00 | 2.197 | 2.197
2020-09-10 09:30 | 2.197 | 2.197
2020-09-10 10:00 | 2.3042 | 2.3042
2020-09-10 10:30 | 2.1434 | 2.1434
2020-09-10 11:00 | 2.2506 | 2.2506
2020-09-10 11:30 | 2.2903 | 2.2903
2020-09-10 12:00 | 2.4114 | 2.4114
2020-09-10 12:30 | 2.5721 | 2.5721
2020-09-10 13:00 | 2.5185 | 2.5185
2020-09-10 13:30 | 2.7329 | 2.7329
2020-09-10 14:00 | 2.8401 | 2.8401
2020-09-10 14:30 | 2.9472 | 2.9472
2020-09-10 15:00 | 2.9472 | 2.9472
2020-09-10 15:30 | 3.2687 | 3.2687
2020-09-10 16:00 | 3.2687 | 3.2687
2020-09-10 16:30 | 3.3759 | 3.3759
2020-09-10 17:00 | 3.6974 | 3.6974
2020-09-10 17:30 | 3.5367 | 3.5367
2020-09-10 18:00 | 3.8582 | 3.8582
2020-09-10 18:30 | 3.8046 | 3.8046
2020-09-10 19:00 | 4.0725 | 4.0725
2020-09-10 19:30 | 3.9118 | 3.9118
2020-09-10 20:00 | 3.6974 | 3.6974
2020-09-10 20:30 | 3.3759 | 3.3759
2020-09-10 21:00 | 3.0008 | 3.0008
2020-09-10 21:30 | 3.0544 | 3.0544
2020-09-10 22:00 | 2.8401 | 2.8401
2020-09-10 22:30 | 2.6257 | 2.6257
2020-09-10 23:00 | 2.3042 | 2.3042
2020-09-10 23:30 | 2.2506 | 2.2506
2020-09-11 | 2.1434 | 2.1434
2020-09-11 00:30 | 1.9827 | 1.9827
2020-09-11 01:00 | 2.0363 | 2.0363
2020-09-11 01:30 | 1.8755 | 1.8755
2020-09-11 02:00 | 1.9827 | 1.9827
2020-09-11 02:30 | 1.8755 | 1.8755
2020-09-11 03:00 | 1.9827 | 1.9827
2020-09-11 03:30 | 1.7683 | 1.7683
2020-09-11 04:00 | 1.9291 | 1.9291
2020-09-11 04:30 | 1.7683 | 1.7683
2020-09-11 05:00 | 1.9827 | 1.9827
2020-09-11 05:30 | 1.9827 | 1.9827
2020-09-11 06:00 | 2.197 | 2.197
2020-09-11 06:30 | 2.2506 | 2.2506
2020-09-11 07:00 | 2.3042 | 2.3042
2020-09-11 07:30 | 2.465 | 2.465
2020-09-11 08:00 | 2.4114 | 2.4114
2020-09-11 08:30 | 2.3042 | 2.3042
2020-09-11 09:00 | 2.197 | 2.197
2020-09-11 09:30 | 2.197 | 2.197
2020-09-11 10:00 | 2.2506 | 2.2506
2020-09-11 10:30 | 2.3042 | 2.3042
2020-09-11 11:00 | 2.2506 | 2.2506
2020-09-11 11:30 | 2.3042 | 2.3042
2020-09-11 12:00 | 2.5185 | 2.5185
2020-09-11 12:30 | 2.7329 | 2.7329
2020-09-11 13:00 | 2.7865 | 2.7865
2020-09-11 13:30 | 2.8936 | 2.8936
2020-09-11 14:00 | 3.1616 | 3.1616
2020-09-11 14:30 | 3.2687 | 3.2687
2020-09-11 15:00 | 3.2687 | 3.2687
2020-09-11 15:30 | 3.3223 | 3.3223
2020-09-11 16:00 | 3.5367 | 3.5367
2020-09-11 16:30 | 3.6438 | 3.6438
2020-09-11 17:00 | 3.8046 | 3.8046
2020-09-11 17:30 | 3.751 | 3.751
2020-09-11 18:00 | 3.8582 | 3.8582
2020-09-11 18:30 | 3.8046 | 3.8046
2020-09-11 19:00 | 4.0175 | 4.0175
2020-09-11 19:30 | 3.9654 | 3.9654
2020-09-11 20:00 | 3.751 | 3.751
2020-09-11 20:30 | 3.4831 | 3.4831
2020-09-11 21:00 | 3.2687 | 3.2687
2020-09-11 21:30 | 3.2687 | 3.2687
2020-09-11 22:00 | 3.0008 | 3.0008
2020-09-11 22:30 | 2.7329 | 2.7329
2020-09-11 23:00 | 2.5185 | 2.5185
2020-09-11 23:30 | 2.3042 | 2.3042
2020-09-12 | 2.197 | 2.197
2020-09-12 00:30 | 2.197 | 2.197
2020-09-12 01:00 | 2.0363 | 2.0363
2020-09-12 01:30 | 1.9827 | 1.9827
2020-09-12 02:00 | 1.9291 | 1.9291
2020-09-12 02:30 | 1.9291 | 1.9291
2020-09-12 03:00 | 1.8755 | 1.8755
2020-09-12 03:30 | 1.7683 | 1.7683
2020-09-12 04:00 | 1.8219 | 1.8219
2020-09-12 04:30 | 1.8755 | 1.8755
2020-09-12 05:00 | 1.9827 | 1.9827
2020-09-12 05:30 | 1.9827 | 1.9827
2020-09-12 06:00 | 2.0899 | 2.0899
2020-09-12 06:30 | 2.1434 | 2.1434
2020-09-12 07:00 | 1.9827 | 1.9827
2020-09-12 07:30 | 2.0363 | 2.0363
2020-09-12 08:00 | 2.197 | 2.197
2020-09-12 08:30 | 2.1434 | 2.1434
2020-09-12 09:00 | 2.0899 | 2.0899
2020-09-12 09:30 | 1.9827 | 1.9827
2020-09-12 10:00 | 2.0363 | 2.0363
2020-09-12 10:30 | 1.9827 | 1.9827
2020-09-12 11:00 | 2.0363 | 2.0363
2020-09-12 11:30 | 2.1434 | 2.1434
2020-09-12 12:00 | 2.3042 | 2.3042
2020-09-12 12:30 | 2.197 | 2.197
2020-09-12 13:00 | 2.465 | 2.465
2020-09-12 13:30 | 2.4114 | 2.4114
2020-09-12 14:00 | 2.6793 | 2.6793
2020-09-12 14:30 | 2.7329 | 2.7329
2020-09-12 15:00 | 2.9472 | 2.9472
2020-09-12 15:30 | 3.0544 | 3.0544
2020-09-12 16:00 | 3.2687 | 3.2687
2020-09-12 16:30 | 3.3759 | 3.3759
2020-09-12 17:00 | 3.3223 | 3.3223
2020-09-12 17:30 | 3.5367 | 3.5367
2020-09-12 18:00 | 3.4831 | 3.4831
2020-09-12 18:30 | 3.6438 | 3.6438
2020-09-12 19:00 | 3.8582 | 3.8582
2020-09-12 19:30 | 3.5367 | 3.5367
2020-09-12 20:00 | 3.3223 | 3.3223
2020-09-12 20:30 | 3.0008 | 3.0008
2020-09-12 21:00 | 2.9472 | 2.9472
2020-09-12 21:30 | 2.8936 | 2.8936
2020-09-12 22:00 | 2.7329 | 2.7329
2020-09-12 22:30 | 2.5721 | 2.5721
2020-09-12 23:00 | 2.465 | 2.465
2020-09-12 23:30 | 2.4114 | 2.4114
2020-09-13 | 2.2506 | 2.2506
2020-09-13 00:30 | 2.2506 | 2.2506
2020-09-13 01:00 | 2.0899 | 2.0899
2020-09-13 01:30 | 2.0899 | 2.0899
2020-09-13 02:00 | 1.9827 | 1.9827
2020-09-13 02:30 | 1.9827 | 1.9827
2020-09-13 03:00 | 1.8755 | 1.8755
2020-09-13 03:30 | 1.9827 | 1.9827
2020-09-13 04:00 | 1.8755 | 1.8755
2020-09-13 04:30 | 1.7683 | 1.7683
2020-09-13 05:00 | 1.8755 | 1.8755
2020-09-13 05:30 | 1.8755 | 1.8755
2020-09-13 06:00 | 1.8755 | 1.8755
2020-09-13 06:30 | 1.9827 | 1.9827
2020-09-13 07:00 | 2.0899 | 2.0899
2020-09-13 07:30 | 2.0899 | 2.0899
2020-09-13 08:00 | 2.0899 | 2.0899
2020-09-13 08:30 | 2.0363 | 2.0363
2020-09-13 09:00 | 2.0363 | 2.0363
2020-09-13 09:30 | 1.9827 | 1.9827
2020-09-13 10:00 | 2.0363 | 2.0363
2020-09-13 10:30 | 1.9291 | 1.9291
2020-09-13 11:00 | 1.9827 | 1.9827
2020-09-13 11:30 | 2.197 | 2.197
2020-09-13 12:00 | 2.2506 | 2.2506
2020-09-13 12:30 | 2.465 | 2.465
2020-09-13 13:00 | 2.6257 | 2.6257
2020-09-13 13:30 | 2.6257 | 2.6257
2020-09-13 14:00 | 2.6793 | 2.6793
2020-09-13 14:30 | 2.8401 | 2.8401
2020-09-13 15:00 | 3.0544 | 3.0544
2020-09-13 15:30 | 3.0544 | 3.0544
2020-09-13 16:00 | 3.2687 | 3.2687
2020-09-13 16:30 | 3.2687 | 3.2687
2020-09-13 17:00 | 3.4295 | 3.4295
2020-09-13 17:30 | 3.4831 | 3.4831
2020-09-13 18:00 | 3.6974 | 3.6974
2020-09-13 18:30 | 3.751 | 3.751
2020-09-13 19:00 | 3.8046 | 3.8046
2020-09-13 19:30 | 3.8046 | 3.8046
2020-09-13 20:00 | 3.4831 | 3.4831
2020-09-13 20:30 | 3.2687 | 3.2687
2020-09-13 21:00 | 3.108 | 3.108
2020-09-13 21:30 | 2.8936 | 2.8936
2020-09-13 22:00 | 2.7329 | 2.7329
2020-09-13 22:30 | 2.5185 | 2.5185
2020-09-13 23:00 | 2.5185 | 2.5185
2020-09-13 23:30 | 2.3042 | 2.3042
2020-09-14 | 2.4114 | 2.4114
2020-09-14 00:30 | 2.197 | 2.197
2020-09-14 01:00 | 2.197 | 2.197
2020-09-14 01:30 | 2.0899 | 2.0899
2020-09-14 02:00 | 2.1434 | 2.1434
2020-09-14 02:30 | 2.0363 | 2.0363
2020-09-14 03:00 | 2.1434 | 2.1434
2020-09-14 03:30 | 1.9827 | 1.9827
2020-09-14 04:00 | 2.0363 | 2.0363
2020-09-14 04:30 | 1.9291 | 1.9291
2020-09-14 05:00 | 2.1434 | 2.1434
2020-09-14 05:30 | 2.197 | 2.197
2020-09-14 06:00 | 2.3042 | 2.3042
2020-09-14 06:30 | 2.3042 | 2.3042
2020-09-14 07:00 | 2.465 | 2.465
2020-09-14 07:30 | 2.6257 | 2.6257
2020-09-14 08:00 | 2.465 | 2.465
2020-09-14 08:30 | 2.4114 | 2.4114
2020-09-14 09:00 | 2.1434 | 2.1434
2020-09-14 09:30 | 2.3042 | 2.3042
2020-09-14 10:00 | 2.197 | 2.197
2020-09-14 10:30 | 2.2506 | 2.2506
2020-09-14 11:00 | 2.3578 | 2.3578
2020-09-14 11:30 | 2.6013 | 2.6013
2020-09-14 12:00 | 2.5185 | 2.5185
2020-09-14 12:30 | 3.0544 | 3.0544
2020-09-14 13:00 | 2.6793 | 2.6793
2020-09-14 13:30 | 2.6793 | 2.6793
2020-09-14 14:00 | 2.8401 | 2.8401
2020-09-14 14:30 | 2.8401 | 2.8401
2020-09-14 15:00 | 3.1616 | 3.1616
2020-09-14 15:30 | 3.1616 | 3.1616
2020-09-14 16:00 | 3.1616 | 3.1616
2020-09-14 16:30 | 3.6974 | 3.6974
2020-09-14 17:00 | 3.5903 | 3.5903
2020-09-14 17:30 | 3.6974 | 3.6974
2020-09-14 18:00 | 3.751 | 3.751
2020-09-14 18:30 | 3.9118 | 3.9118
2020-09-14 19:00 | 3.9654 | 3.9654
2020-09-14 19:30 | 3.8582 | 3.8582
2020-09-14 20:00 | 3.6974 | 3.6974
2020-09-14 20:30 | 3.3223 | 3.3223
2020-09-14 21:00 | 3.108 | 3.108
2020-09-14 21:30 | 3.0544 | 3.0544
2020-09-14 22:00 | 2.7865 | 2.7865
2020-09-14 22:30 | 2.5721 | 2.5721
2020-09-14 23:00 | 2.5185 | 2.5185
2020-09-14 23:30 | 2.2506 | 2.2506
2020-09-15 | 2.2506 | 2.2506
2020-09-15 00:30 | 2.197 | 2.197
2020-09-15 01:00 | 2.0899 | 2.0899
2020-09-15 01:30 | 2.0363 | 2.0363
2020-09-15 02:00 | 2.0363 | 2.0363
2020-09-15 02:30 | 1.9827 | 1.9827
2020-09-15 03:00 | 1.9827 | 1.9827
2020-09-15 03:30 | 1.9827 | 1.9827
2020-09-15 04:00 | 2.0899 | 2.0899
2020-09-15 04:30 | 1.9827 | 1.9827
2020-09-15 05:00 | 2.1266 | 2.1266
2020-09-15 05:30 | 2.1434 | 2.1434
2020-09-15 06:00 | 2.3042 | 2.3042
2020-09-15 06:30 | 2.4287 | 2.4287
2020-09-15 07:00 | 2.5185 | 2.5185
2020-09-15 07:30 | 2.5185 | 2.5185
2020-09-15 08:00 | 2.5185 | 2.5185
2020-09-15 08:30 | 2.3578 | 2.3578
2020-09-15 09:00 | 2.2506 | 2.2506
2020-09-15 09:30 | 2.197 | 2.197
2020-09-15 10:00 | 2.2506 | 2.2506
2020-09-15 10:30 | 2.0899 | 2.0899
2020-09-15 11:00 | 2.3042 | 2.3042
2020-09-15 11:30 | 2.3042 | 2.3042
2020-09-15 12:00 | 2.2506 | 2.2506
2020-09-15 12:30 | 2.5721 | 2.5721
2020-09-15 13:00 | 2.6257 | 2.6257
2020-09-15 13:30 | 2.6793 | 2.6793
2020-09-15 14:00 | 2.7865 | 2.7865
2020-09-15 14:30 | 2.8936 | 2.8936
2020-09-15 15:00 | 3.0544 | 3.0544
2020-09-15 15:30 | 3.1616 | 3.1616
2020-09-15 16:00 | 3.3223 | 3.3223
2020-09-15 16:30 | 3.4831 | 3.4831
2020-09-15 17:00 | 3.6438 | 3.6438
2020-09-15 17:30 | 3.8046 | 3.8046
2020-09-15 18:00 | 3.8046 | 3.8046
2020-09-15 18:30 | 4.0189 | 4.0189
2020-09-15 19:00 | 4.0189 | 4.0189
2020-09-15 19:30 | 3.9654 | 3.9654
2020-09-15 20:00 | 3.6438 | 3.6438
2020-09-15 20:30 | 3.5903 | 3.5903
2020-09-15 21:00 | 3.2687 | 3.2687
2020-09-15 21:30 | 3.2687 | 3.2687
2020-09-15 22:00 | 3.0008 | 3.0008
2020-09-15 22:30 | 2.7865 | 2.7865
2020-09-15 23:00 | 2.5721 | 2.5721
2020-09-15 23:30 | 2.3578 | 2.3578
2020-09-16 | 2.3578 | 2.3578
2020-09-16 00:30 | 2.2506 | 2.2506
2020-09-16 01:00 | 2.197 | 2.197
2020-09-16 01:30 | 2.0899 | 2.0899
2020-09-16 02:00 | 2.0899 | 2.0899
2020-09-16 02:30 | 1.9827 | 1.9827
2020-09-16 03:00 | 2.0363 | 2.0363
2020-09-16 03:30 | 1.9827 | 1.9827
2020-09-16 04:00 | 1.9827 | 1.9827
2020-09-16 04:30 | 2.1434 | 2.1434
2020-09-16 05:00 | 2.0363 | 2.0363
2020-09-16 05:30 | 2.197 | 2.197
2020-09-16 06:00 | 2.3067 | 2.3067
2020-09-16 06:30 | 2.4114 | 2.4114
2020-09-16 07:00 | 2.465 | 2.465
2020-09-16 07:30 | 2.4114 | 2.4114
2020-09-16 08:00 | 2.4114 | 2.4114
2020-09-16 08:30 | 2.2506 | 2.2506
2020-09-16 09:00 | 2.2506 | 2.2506
2020-09-16 09:30 | 2.0899 | 2.0899
2020-09-16 10:00 | 2.0899 | 2.0899
2020-09-16 10:30 | 2.197 | 2.197
2020-09-16 11:00 | 2.0899 | 2.0899
2020-09-16 11:30 | 2.3042 | 2.3042
2020-09-16 12:00 | 2.2506 | 2.2506
2020-09-16 12:30 | 2.4114 | 2.4114
2020-09-16 13:00 | 2.5185 | 2.5185
2020-09-16 13:30 | 2.6257 | 2.6257
2020-09-16 14:00 | 2.9472 | 2.9472
2020-09-16 14:30 | 2.9472 | 2.9472
2020-09-16 15:00 | 3.2152 | 3.2152
2020-09-16 15:30 | 2.0899 | 2.0899
2020-09-16 16:00 | 0 | 0
2020-09-16 16:30 | 0 | 0
2020-09-16 17:00 | 0 | 0
2020-09-16 17:30 | 0 | 0
2020-09-16 18:00 | 0 | 0
2020-09-16 18:30 | 0 | 0
2020-09-16 19:00 | 0 | 0
2020-09-16 19:30 | 0 | 0
2020-09-16 20:00 | 0 | 0
2020-09-16 20:30 | 0 | 0
2020-09-16 21:00 | 0 | 0
2020-09-16 21:30 | 0 | 0
2020-09-16 22:00 | 0 | 0
2020-09-16 22:30 | 0 | 0
2020-09-16 23:00 | 0 | 0
2020-09-16 23:30 | 0 | 0
2020-09-17 | 0 | 0
2020-09-17 00:30 | 0 | 0
2020-09-17 01:00 | 0 | 0
2020-09-17 01:30 | 0 | 0
2020-09-17 02:00 | 0 | 0
2020-09-17 02:30 | 0 | 0
2020-09-17 03:00 | 0 | 0
2020-09-17 03:30 | 0 | 0
2020-09-17 04:00 | 0 | 0
2020-09-17 04:30 | 0 | 0
2020-09-17 05:00 | 0 | 0
2020-09-17 05:30 | 0 | 0
2020-09-17 06:00 | 0 | 0
2020-09-17 06:30 | 0 | 0
2020-09-17 07:00 | 0 | 0
2020-09-17 07:30 | 0 | 0
2020-09-17 08:00 | 0 | 0
2020-09-17 08:30 | 0 | 0
2020-09-17 09:00 | 0 | 0
2020-09-17 09:30 | 0 | 0
2020-09-17 10:00 | 0 | 0
2020-09-17 10:30 | 0 | 0
2020-09-17 11:00 | 0 | 0
2020-09-17 11:30 | 0 | 0
2020-09-17 12:00 | 0 | 0
2020-09-17 12:30 | 0 | 0
2020-09-17 13:00 | 0 | 0
2020-09-17 13:30 | 0 | 0
2020-09-17 14:00 | 0 | 0
2020-09-17 14:30 | 0 | 0
2020-09-17 15:00 | 0 | 0
2020-09-17 15:30 | 0 | 0
2020-09-17 16:00 | 0 | 0
2020-09-17 16:30 | 0 | 0
2020-09-17 17:00 | 0 | 0
2020-09-17 17:30 | 0 | 0
2020-09-17 18:00 | 0 | 0
2020-09-17 18:30 | 0 | 0
2020-09-17 19:00 | 0 | 0
2020-09-17 19:30 | 0 | 0
2020-09-17 20:00 | 0 | 0
2020-09-17 20:30 | 0 | 0
2020-09-17 21:00 | 0 | 0
2020-09-17 21:30 | 0 | 0
2020-09-17 22:00 | 0 | 0
2020-09-17 22:30 | 0 | 0
2020-09-17 23:00 | 0 | 0
2020-09-17 23:30 | 0 | 0
2020-09-18 | 0 | 0
2020-09-18 00:30 | 0 | 0
2020-09-18 01:00 | 0 | 0
2020-09-18 01:30 | 0 | 0
2020-09-18 02:00 | 0 | 0
2020-09-18 02:30 | 0 | 0
2020-09-18 03:00 | 0 | 0
2020-09-18 03:30 | 0 | 0
2020-09-18 04:00 | 0 | 0
2020-09-18 04:30 | 0 | 0
2020-09-18 05:00 | 0 | 0
2020-09-18 05:30 | 0 | 0
2020-09-18 06:00 | 0 | 0
2020-09-18 06:30 | 0 | 0
2020-09-18 07:00 | 0 | 0
2020-09-18 07:30 | 0 | 0
2020-09-18 08:00 | 0 | 0
2020-09-18 08:30 | 0 | 0
2020-09-18 09:00 | 0 | 0
2020-09-18 09:30 | 0 | 0
2020-09-18 10:00 | 0 | 0
2020-09-18 10:30 | 0 | 0
2020-09-18 11:00 | 0 | 0
2020-09-18 11:30 | 0 | 0
2020-09-18 12:00 | 0 | 0
2020-09-18 12:30 | 0 | 0
2020-09-18 13:00 | 0 | 0
2020-09-18 13:30 | 0 | 0
2020-09-18 14:00 | 0 | 0
2020-09-18 14:30 | 0 | 0
2020-09-18 15:00 | 0 | 0
2020-09-18 15:30 | 0 | 0
2020-09-18 16:00 | 0 | 0
2020-09-18 16:30 | 0 | 0
2020-09-18 17:00 | 4.2869 | 4.2869
2020-09-18 17:30 | 4.1984 | 4.1984
2020-09-18 18:00 | 4.1797 | 4.1797
2020-09-18 18:30 | 4.2333 | 4.2333
2020-09-18 19:00 | 4.3405 | 4.3405
2020-09-18 19:30 | 4.2333 | 4.2333
2020-09-18 20:00 | 4.0189 | 4.0189
2020-09-18 20:30 | 3.9118 | 3.9118
2020-09-18 21:00 | 3.5367 | 3.5367
2020-09-18 21:30 | 3.6438 | 3.6438
2020-09-18 22:00 | 3.4295 | 3.4295
2020-09-18 22:30 | 3.2687 | 3.2687
2020-09-18 23:00 | 3.0008 | 3.0008
2020-09-18 23:30 | 2.8401 | 2.8401
2020-09-19 | 2.7329 | 2.7329
2020-09-19 00:30 | 2.7865 | 2.7865
2020-09-19 01:00 | 2.5185 | 2.5185
2020-09-19 01:30 | 2.5185 | 2.5185
2020-09-19 02:00 | 2.4114 | 2.4114
2020-09-19 02:30 | 2.3578 | 2.3578
2020-09-19 03:00 | 2.3578 | 2.3578
2020-09-19 03:30 | 2.3042 | 2.3042
2020-09-19 04:00 | 2.3042 | 2.3042
2020-09-19 04:30 | 2.3042 | 2.3042
2020-09-19 05:00 | 2.2506 | 2.2506
2020-09-19 05:30 | 2.3042 | 2.3042
2020-09-19 06:00 | 2.3578 | 2.3578
2020-09-19 06:30 | 2.3578 | 2.3578
2020-09-19 07:00 | 2.4114 | 2.4114
2020-09-19 07:30 | 2.5185 | 2.5185
2020-09-19 08:00 | 2.5721 | 2.5721
2020-09-19 08:30 | 2.5185 | 2.5185
2020-09-19 09:00 | 2.7329 | 2.7329
2020-09-19 09:30 | 2.8401 | 2.8401
2020-09-19 10:00 | 2.8936 | 2.8936
2020-09-19 10:30 | 2.8936 | 2.8936
2020-09-19 11:00 | 3.108 | 3.108
2020-09-19 11:30 | 3.1616 | 3.1616
2020-09-19 12:00 | 3.3759 | 3.3759
2020-09-19 12:30 | 3.3917 | 3.3917
2020-09-19 13:00 | 3.4295 | 3.4295
2020-09-19 13:30 | 3.4831 | 3.4831
2020-09-19 14:00 | 3.6974 | 3.6974
2020-09-19 14:30 | 3.8046 | 3.8046
2020-09-19 15:00 | 4.0189 | 4.0189
2020-09-19 15:30 | 4.1797 | 4.1797
2020-09-19 16:00 | 4.5548 | 4.5548
2020-09-19 16:30 | 4.6084 | 4.6084
2020-09-19 17:00 | 4.4476 | 4.4476
2020-09-19 17:30 | 4.7692 | 4.7692
2020-09-19 18:00 | 4.7692 | 4.7692
2020-09-19 18:30 | 4.8763 | 4.8763
2020-09-19 19:00 | 5.0907 | 5.0907
2020-09-19 19:30 | 4.8763 | 4.8763
2020-09-19 20:00 | 4.7692 | 4.7692
2020-09-19 20:30 | 4.3405 | 4.3405
2020-09-19 21:00 | 4.0725 | 4.0725
2020-09-19 21:30 | 3.8756 | 3.8756
2020-09-19 22:00 | 3.7549 | 3.7549
2020-09-19 22:30 | 3.3887 | 3.3887
2020-09-19 23:00 | 3.2163 | 3.2163
2020-09-19 23:30 | 3.109 | 3.109
2020-09-20 | 2.9923 | 2.9923
2020-09-20 00:30 | 2.8401 | 2.8401
2020-09-20 01:00 | 2.8401 | 2.8401
2020-09-20 01:30 | 2.6793 | 2.6793
2020-09-20 02:00 | 2.6247 | 2.6247
2020-09-20 02:30 | 2.5185 | 2.5185
2020-09-20 03:00 | 2.5721 | 2.5721
2020-09-20 03:30 | 2.4181 | 2.4181
2020-09-20 04:00 | 2.4837 | 2.4837
2020-09-20 04:30 | 2.4114 | 2.4114
2020-09-20 05:00 | 2.5185 | 2.5185
2020-09-20 05:30 | 2.5185 | 2.5185
2020-09-20 06:00 | 2.5185 | 2.5185
2020-09-20 06:30 | 2.4114 | 2.4114
2020-09-20 07:00 | 2.5185 | 2.5185
2020-09-20 07:30 | 2.5185 | 2.5185
2020-09-20 08:00 | 2.6257 | 2.6257
2020-09-20 08:30 | 2.465 | 2.465
2020-09-20 09:00 | 2.6793 | 2.6793
2020-09-20 09:30 | 2.9472 | 2.9472
2020-09-20 10:00 | 2.4114 | 2.4114
2020-09-20 10:30 | 2.7329 | 2.7329
2020-09-20 11:00 | 2.8401 | 2.8401
2020-09-20 11:30 | 3.3223 | 3.3223
2020-09-20 12:00 | 3.3759 | 3.3759
2020-09-20 12:30 | 3.2687 | 3.2687
2020-09-20 13:00 | 3.4831 | 3.4831
2020-09-20 13:30 | 3.0544 | 3.0544
2020-09-20 14:00 | 3.2687 | 3.2687
2020-09-20 14:30 | 3.4831 | 3.4831
2020-09-20 15:00 | 3.8582 | 3.8582
2020-09-20 15:30 | 4.0189 | 4.0189
2020-09-20 16:00 | 4.2333 | 4.2333
2020-09-20 16:30 | 4.3405 | 4.3405
2020-09-20 17:00 | 4.4476 | 4.4476
2020-09-20 17:30 | 4.662 | 4.662
2020-09-20 18:00 | 4.8763 | 4.8763
2020-09-20 18:30 | 4.8763 | 4.8763
2020-09-20 19:00 | 4.9835 | 4.9835
2020-09-20 19:30 | 4.7692 | 4.7692
2020-09-20 20:00 | 4.662 | 4.662
2020-09-20 20:30 | 4.2333 | 4.2333
2020-09-20 21:00 | 4.0189 | 4.0189
2020-09-20 21:30 | 3.8046 | 3.8046
2020-09-20 22:00 | 3.5903 | 3.5903
2020-09-20 22:30 | 3.1616 | 3.1616
2020-09-20 23:00 | 3.0008 | 3.0008
2020-09-20 23:30 | 2.8936 | 2.8936
2020-09-21 | 2.7329 | 2.7329
2020-09-21 00:30 | 2.6793 | 2.6793
2020-09-21 01:00 | 2.6257 | 2.6257
2020-09-21 01:30 | 2.465 | 2.465
2020-09-21 02:00 | 2.5185 | 2.5185
2020-09-21 02:30 | 2.4114 | 2.4114
2020-09-21 03:00 | 2.3042 | 2.3042
2020-09-21 03:30 | 2.3578 | 2.3578
2020-09-21 04:00 | 2.3042 | 2.3042
2020-09-21 04:30 | 2.3578 | 2.3578
2020-09-21 05:00 | 2.5185 | 2.5185
2020-09-21 05:30 | 2.5185 | 2.5185
2020-09-21 06:00 | 2.6793 | 2.6793
2020-09-21 06:30 | 2.6793 | 2.6793
2020-09-21 07:00 | 2.7329 | 2.7329
2020-09-21 07:30 | 2.7329 | 2.7329
2020-09-21 08:00 | 2.8401 | 2.8401
2020-09-21 08:30 | 3.0544 | 3.0544
2020-09-21 09:00 | 3.0544 | 3.0544
2020-09-21 09:30 | 3.3223 | 3.3223
2020-09-21 10:00 | 3.8046 | 3.8046
2020-09-21 10:30 | 3.6438 | 3.6438
2020-09-21 11:00 | 3.6974 | 3.6974
2020-09-21 11:30 | 4.1557 | 4.1557
2020-09-21 12:00 | 4.4476 | 4.4476
2020-09-21 12:30 | 4.4476 | 4.4476
2020-09-21 13:00 | 4.5012 | 4.5012
2020-09-21 13:30 | 5.0371 | 5.0371
2020-09-21 14:00 | 4.662 | 4.662
2020-09-21 14:30 | 4.7156 | 4.7156
2020-09-21 15:00 | 5.1978 | 5.1978
2020-09-21 15:30 | 5.6265 | 5.6265
2020-09-21 16:00 | 5.3586 | 5.3586
2020-09-21 16:30 | 5.4122 | 5.4122
2020-09-21 17:00 | 5.0371 | 5.0371
2020-09-21 17:30 | 4.5012 | 4.5012
2020-09-21 18:00 | 4.2869 | 4.2869
2020-09-21 18:30 | 4.2333 | 4.2333
2020-09-21 19:00 | 4.3346 | 4.3346
2020-09-21 19:30 | 4.0725 | 4.0725
2020-09-21 20:00 | 3.8582 | 3.8582
2020-09-21 20:30 | 3.4295 | 3.4295
2020-09-21 21:00 | 3.3759 | 3.3759
2020-09-21 21:30 | 3.3223 | 3.3223
2020-09-21 22:00 | 3.0544 | 3.0544
2020-09-21 22:30 | 2.8401 | 2.8401
2020-09-21 23:00 | 2.6257 | 2.6257
2020-09-21 23:30 | 2.5185 | 2.5185
2020-09-22 | 2.3578 | 2.3578
2020-09-22 00:30 | 2.3578 | 2.3578
2020-09-22 01:00 | 2.2506 | 2.2506
2020-09-22 01:30 | 2.197 | 2.197
2020-09-22 02:00 | 2.1434 | 2.1434
2020-09-22 02:30 | 2.2506 | 2.2506
2020-09-22 03:00 | 2.197 | 2.197
2020-09-22 03:30 | 2.1434 | 2.1434
2020-09-22 04:00 | 2.2506 | 2.2506
2020-09-22 04:30 | 2.197 | 2.197
2020-09-22 05:00 | 2.2506 | 2.2506
2020-09-22 05:30 | 2.3042 | 2.3042
2020-09-22 06:00 | 2.6257 | 2.6257
2020-09-22 06:30 | 2.5962 | 2.5962
2020-09-22 07:00 | 2.7865 | 2.7865
2020-09-22 07:30 | 2.6793 | 2.6793
2020-09-22 08:00 | 2.7865 | 2.7865
2020-09-22 08:30 | 2.7329 | 2.7329
2020-09-22 09:00 | 2.7329 | 2.7329
2020-09-22 09:30 | 2.6257 | 2.6257
2020-09-22 10:00 | 2.9472 | 2.9472
2020-09-22 10:30 | 2.7329 | 2.7329
2020-09-22 11:00 | 2.8401 | 2.8401
2020-09-22 11:30 | 2.8401 | 2.8401
2020-09-22 12:00 | 3.2152 | 3.2152
2020-09-22 12:30 | 3.2687 | 3.2687
2020-09-22 13:00 | 3.3759 | 3.3759
2020-09-22 13:30 | 3.2687 | 3.2687
2020-09-22 14:00 | 3.6974 | 3.6974
2020-09-22 14:30 | 3.8046 | 3.8046
2020-09-22 15:00 | 3.9118 | 3.9118
2020-09-22 15:30 | 3.8582 | 3.8582
2020-09-22 16:00 | 4.0189 | 4.0189
2020-09-22 16:30 | 3.8046 | 3.8046
2020-09-22 17:00 | 4.1261 | 4.1261
2020-09-22 17:30 | 4.0189 | 4.0189
2020-09-22 18:00 | 4.2333 | 4.2333
2020-09-22 18:30 | 4.3405 | 4.3405
2020-09-22 19:00 | 4.4476 | 4.4476
2020-09-22 19:30 | 4.4476 | 4.4476
2020-09-22 20:00 | 4.2333 | 4.2333
2020-09-22 20:30 | 3.9118 | 3.9118
2020-09-22 21:00 | 3.6974 | 3.6974
2020-09-22 21:30 | 3.5903 | 3.5903
2020-09-22 22:00 | 3.3223 | 3.3223
2020-09-22 22:30 | 3.0544 | 3.0544
2020-09-22 23:00 | 2.9472 | 2.9472
2020-09-22 23:30 | 2.8401 | 2.8401
2020-09-23 | 2.8401 | 2.8401
2020-09-23 00:30 | 2.6793 | 2.6793
2020-09-23 01:00 | 2.6257 | 2.6257
2020-09-23 01:30 | 2.5185 | 2.5185
2020-09-23 02:00 | 2.5185 | 2.5185
2020-09-23 02:30 | 2.3578 | 2.3578
2020-09-23 03:00 | 2.4114 | 2.4114
2020-09-23 03:30 | 2.3042 | 2.3042
2020-09-23 04:00 | 2.2506 | 2.2506
2020-09-23 04:30 | 2.3578 | 2.3578
2020-09-23 05:00 | 2.3042 | 2.3042
2020-09-23 05:30 | 2.4114 | 2.4114
2020-09-23 06:00 | 2.5721 | 2.5721
2020-09-23 06:30 | 2.6257 | 2.6257
2020-09-23 07:00 | 2.6793 | 2.6793
2020-09-23 07:30 | 2.7329 | 2.7329
2020-09-23 08:00 | 2.6257 | 2.6257
2020-09-23 08:30 | 2.6257 | 2.6257
2020-09-23 09:00 | 2.4114 | 2.4114
2020-09-23 09:30 | 2.4114 | 2.4114
2020-09-23 10:00 | 2.3042 | 2.3042
2020-09-23 10:30 | 2.3042 | 2.3042
2020-09-23 11:00 | 2.3042 | 2.3042
2020-09-23 11:30 | 2.3042 | 2.3042
2020-09-23 12:00 | 2.3578 | 2.3578
2020-09-23 12:30 | 2.4114 | 2.4114
2020-09-23 13:00 | 2.4096 | 2.4096
2020-09-23 13:30 | 2.4114 | 2.4114
2020-09-23 14:00 | 2.5185 | 2.5185
2020-09-23 14:30 | 2.4114 | 2.4114
2020-09-23 15:00 | 2.5185 | 2.5185
2020-09-23 15:30 | 2.6793 | 2.6793
2020-09-23 16:00 | 2.5721 | 2.5721
2020-09-23 16:30 | 2.8401 | 2.8401
2020-09-23 17:00 | 2.8401 | 2.8401
2020-09-23 17:30 | 3.0008 | 3.0008
2020-09-23 18:00 | 2.9472 | 2.9472
2020-09-23 18:30 | 3.2687 | 3.2687
2020-09-23 19:00 | 3.3759 | 3.3759
2020-09-23 19:30 | 3.4831 | 3.4831
2020-09-23 20:00 | 3.2152 | 3.2152
2020-09-23 20:30 | 2.9472 | 2.9472
2020-09-23 21:00 | 2.7329 | 2.7329
2020-09-23 21:30 | 2.8401 | 2.8401
2020-09-23 22:00 | 2.5857 | 2.5857
2020-09-23 22:30 | 2.6257 | 2.6257
2020-09-23 23:00 | 2.3578 | 2.3578
2020-09-23 23:30 | 2.2506 | 2.2506
2020-09-24 | 2.1434 | 2.1434
2020-09-24 00:30 | 2.0363 | 2.0363
2020-09-24 01:00 | 2.0363 | 2.0363
2020-09-24 01:30 | 1.8755 | 1.8755
2020-09-24 02:00 | 1.9827 | 1.9827
2020-09-24 02:30 | 1.8755 | 1.8755
2020-09-24 03:00 | 1.9291 | 1.9291
2020-09-24 03:30 | 1.8755 | 1.8755
2020-09-24 04:00 | 1.8219 | 1.8219
2020-09-24 04:30 | 1.8219 | 1.8219
2020-09-24 05:00 | 1.9291 | 1.9291
2020-09-24 05:30 | 2.0363 | 2.0363
2020-09-24 06:00 | 2.1434 | 2.1434
2020-09-24 06:30 | 2.2506 | 2.2506
2020-09-24 07:00 | 2.4114 | 2.4114
2020-09-24 07:30 | 2.3042 | 2.3042
2020-09-24 08:00 | 2.4114 | 2.4114
2020-09-24 08:30 | 2.197 | 2.197
2020-09-24 09:00 | 2.1434 | 2.1434
2020-09-24 09:30 | 2.0899 | 2.0899
2020-09-24 10:00 | 1.9291 | 1.9291
2020-09-24 10:30 | 1.7683 | 1.7683
2020-09-24 11:00 | 1.7683 | 1.7683
2020-09-24 11:30 | 2.0899 | 2.0899
2020-09-24 12:00 | 2.3042 | 2.3042
2020-09-24 12:30 | 2.1434 | 2.1434
2020-09-24 13:00 | 1.9827 | 1.9827
2020-09-24 13:30 | 2.197 | 2.197
2020-09-24 14:00 | 2.197 | 2.197
2020-09-24 14:30 | 2.3042 | 2.3042
2020-09-24 15:00 | 2.3578 | 2.3578
2020-09-24 15:30 | 2.6257 | 2.6257
2020-09-24 16:00 | 2.7865 | 2.7865
2020-09-24 16:30 | 2.8936 | 2.8936
2020-09-24 17:00 | 3.0544 | 3.0544
2020-09-24 17:30 | 3.108 | 3.108
2020-09-24 18:00 | 3.1616 | 3.1616
2020-09-24 18:30 | 3.3759 | 3.3759
2020-09-24 19:00 | 3.5116 | 3.5116
2020-09-24 19:30 | 3.3223 | 3.3223
2020-09-24 20:00 | 3.1616 | 3.1616
2020-09-24 20:30 | 3.0544 | 3.0544
2020-09-24 21:00 | 2.7865 | 2.7865
2020-09-24 21:30 | 2.7865 | 2.7865
2020-09-24 22:00 | 2.6257 | 2.6257
2020-09-24 22:30 | 2.3578 | 2.3578
2020-09-24 23:00 | 2.0899 | 2.0899
2020-09-24 23:30 | 2.197 | 2.197
2020-09-25 | 2.0363 | 2.0363
2020-09-25 00:30 | 1.9291 | 1.9291
2020-09-25 01:00 | 1.8219 | 1.8219
2020-09-25 01:30 | 1.7683 | 1.7683
2020-09-25 02:00 | 1.7683 | 1.7683
2020-09-25 02:30 | 1.7683 | 1.7683
2020-09-25 03:00 | 1.7683 | 1.7683
2020-09-25 03:30 | 1.7148 | 1.7148
2020-09-25 04:00 | 1.7148 | 1.7148
2020-09-25 04:30 | 1.6612 | 1.6612
2020-09-25 05:00 | 1.7683 | 1.7683
2020-09-25 05:30 | 1.8219 | 1.8219
2020-09-25 06:00 | 1.9827 | 1.9827
2020-09-25 06:30 | 2.0899 | 2.0899
2020-09-25 07:00 | 2.1434 | 2.1434
2020-09-25 07:30 | 2.197 | 2.197
2020-09-25 08:00 | 1.9827 | 1.9827
2020-09-25 08:30 | 1.8755 | 1.8755
2020-09-25 09:00 | 1.9291 | 1.9291
2020-09-25 09:30 | 1.8755 | 1.8755
2020-09-25 10:00 | 1.9291 | 1.9291
2020-09-25 10:30 | 1.8755 | 1.8755
2020-09-25 11:00 | 1.8755 | 1.8755
2020-09-25 11:30 | 1.9291 | 1.9291
2020-09-25 12:00 | 1.9827 | 1.9827
2020-09-25 12:30 | 2.3042 | 2.3042
2020-09-25 13:00 | 2.2506 | 2.2506
2020-09-25 13:30 | 2.3578 | 2.3578
2020-09-25 14:00 | 2.5185 | 2.5185
2020-09-25 14:30 | 2.6257 | 2.6257
2020-09-25 15:00 | 2.6793 | 2.6793
2020-09-25 15:30 | 2.8401 | 2.8401
2020-09-25 16:00 | 3.0008 | 3.0008
2020-09-25 16:30 | 3.2152 | 3.2152
2020-09-25 17:00 | 3.4295 | 3.4295
2020-09-25 17:30 | 3.3759 | 3.3759
2020-09-25 18:00 | 3.3759 | 3.3759
2020-09-25 18:30 | 3.3759 | 3.3759
2020-09-25 19:00 | 3.3759 | 3.3759
2020-09-25 19:30 | 3.4295 | 3.4295
2020-09-25 20:00 | 3.108 | 3.108
2020-09-25 20:30 | 3.0544 | 3.0544
2020-09-25 21:00 | 2.8401 | 2.8401
2020-09-25 21:30 | 2.7329 | 2.7329
2020-09-25 22:00 | 2.465 | 2.465
2020-09-25 22:30 | 2.3042 | 2.3042
2020-09-25 23:00 | 2.2506 | 2.2506
2020-09-25 23:30 | 2.1434 | 2.1434
2020-09-26 | 2.0363 | 2.0363
2020-09-26 00:30 | 1.9291 | 1.9291
2020-09-26 01:00 | 1.8219 | 1.8219
2020-09-26 01:30 | 1.8219 | 1.8219
2020-09-26 02:00 | 1.7683 | 1.7683
2020-09-26 02:30 | 1.7683 | 1.7683
2020-09-26 03:00 | 1.7148 | 1.7148
2020-09-26 03:30 | 1.6612 | 1.6612
2020-09-26 04:00 | 1.6612 | 1.6612
2020-09-26 04:30 | 1.7683 | 1.7683
2020-09-26 05:00 | 1.7683 | 1.7683
2020-09-26 05:30 | 1.7683 | 1.7683
2020-09-26 06:00 | 1.7683 | 1.7683
2020-09-26 06:30 | 1.8755 | 1.8755
2020-09-26 07:00 | 1.8755 | 1.8755
2020-09-26 07:30 | 1.9291 | 1.9291
2020-09-26 08:00 | 1.7683 | 1.7683
2020-09-26 08:30 | 1.7683 | 1.7683
2020-09-26 09:00 | 1.7683 | 1.7683
2020-09-26 09:30 | 1.7148 | 1.7148
2020-09-26 10:00 | 1.7148 | 1.7148
2020-09-26 10:30 | 1.6612 | 1.6612
2020-09-26 11:00 | 1.5004 | 1.5004
2020-09-26 11:30 | 1.6612 | 1.6612
2020-09-26 12:00 | 1.6076 | 1.6076
2020-09-26 12:30 | 1.7683 | 1.7683
2020-09-26 13:00 | 1.7683 | 1.7683
2020-09-26 13:30 | 1.9827 | 1.9827
2020-09-26 14:00 | 2.0363 | 2.0363
2020-09-26 14:30 | 2.197 | 2.197
2020-09-26 15:00 | 2.1434 | 2.1434
2020-09-26 15:30 | 2.3042 | 2.3042
2020-09-26 16:00 | 2.5185 | 2.5185
2020-09-26 16:30 | 2.6257 | 2.6257
2020-09-26 17:00 | 2.8401 | 2.8401
2020-09-26 17:30 | 2.8936 | 2.8936
2020-09-26 18:00 | 3.2687 | 3.2687
2020-09-26 18:30 | 3.1616 | 3.1616
2020-09-26 19:00 | 3.2687 | 3.2687
2020-09-26 19:30 | 3.3223 | 3.3223
2020-09-26 20:00 | 2.9472 | 2.9472
2020-09-26 20:30 | 2.8936 | 2.8936
2020-09-26 21:00 | 2.6257 | 2.6257
2020-09-26 21:30 | 2.6257 | 2.6257
2020-09-26 22:00 | 2.465 | 2.465
2020-09-26 22:30 | 2.3042 | 2.3042
2020-09-26 23:00 | 2.1434 | 2.1434
2020-09-26 23:30 | 2.1434 | 2.1434
2020-09-27 | 2.0363 | 2.0363
2020-09-27 00:30 | 1.9827 | 1.9827
2020-09-27 01:00 | 1.8219 | 1.8219
2020-09-27 01:30 | 1.8219 | 1.8219
2020-09-27 02:00 | 1.7683 | 1.7683
2020-09-27 02:30 | 1.7683 | 1.7683
2020-09-27 03:00 | 1.6612 | 1.6612
2020-09-27 03:30 | 1.7683 | 1.7683
2020-09-27 04:00 | 1.6612 | 1.6612
2020-09-27 04:30 | 1.7683 | 1.7683
2020-09-27 05:00 | 1.7148 | 1.7148
2020-09-27 05:30 | 1.7683 | 1.7683
2020-09-27 06:00 | 1.7683 | 1.7683
2020-09-27 06:30 | 1.7683 | 1.7683
2020-09-27 07:00 | 1.8219 | 1.8219
2020-09-27 07:30 | 1.8219 | 1.8219
2020-09-27 08:00 | 1.8219 | 1.8219
2020-09-27 08:30 | 1.8755 | 1.8755
2020-09-27 09:00 | 1.7683 | 1.7683
2020-09-27 09:30 | 1.7148 | 1.7148
2020-09-27 10:00 | 1.7148 | 1.7148
2020-09-27 10:30 | 1.6612 | 1.6612
2020-09-27 11:00 | 1.6612 | 1.6612
2020-09-27 11:30 | 1.7683 | 1.7683
2020-09-27 12:00 | 1.7148 | 1.7148
2020-09-27 12:30 | 1.9291 | 1.9291
2020-09-27 13:00 | 2.0363 | 2.0363
2020-09-27 13:30 | 2.197 | 2.197
2020-09-27 14:00 | 2.4114 | 2.4114
2020-09-27 14:30 | 2.4114 | 2.4114
2020-09-27 15:00 | 2.7329 | 2.7329
2020-09-27 15:30 | 2.8401 | 2.8401
2020-09-27 16:00 | 2.9472 | 2.9472
2020-09-27 16:30 | 3.2152 | 3.2152
2020-09-27 17:00 | 3.3223 | 3.3223
2020-09-27 17:30 | 3.5566 | 3.5566
2020-09-27 18:00 | 3.5505 | 3.5505
2020-09-27 18:30 | 3.666 | 3.666
2020-09-27 19:00 | 3.7768 | 3.7768
2020-09-27 19:30 | 3.724 | 3.724
2020-09-27 20:00 | 3.4295 | 3.4295
2020-09-27 20:30 | 3.2234 | 3.2234
2020-09-27 21:00 | 3.0008 | 3.0008
2020-09-27 21:30 | 2.9235 | 2.9235
2020-09-27 22:00 | 2.8088 | 2.8088
2020-09-27 22:30 | 2.5069 | 2.5069
2020-09-27 23:00 | 2.4298 | 2.4298
2020-09-27 23:30 | 2.232 | 2.232
2020-09-28 | 2.1434 | 2.1434
2020-09-28 00:30 | 2.0363 | 2.0363
2020-09-28 01:00 | 1.9827 | 1.9827
2020-09-28 01:30 | 1.8755 | 1.8755
2020-09-28 02:00 | 1.8219 | 1.8219
2020-09-28 02:30 | 1.9291 | 1.9291
2020-09-28 03:00 | 1.8219 | 1.8219
2020-09-28 03:30 | 1.8219 | 1.8219
2020-09-28 04:00 | 1.7683 | 1.7683
2020-09-28 04:30 | 1.7683 | 1.7683
2020-09-28 05:00 | 1.9291 | 1.9291
2020-09-28 05:30 | 2.0899 | 2.0899
2020-09-28 06:00 | 2.1434 | 2.1434
2020-09-28 06:30 | 2.1434 | 2.1434
2020-09-28 07:00 | 2.2506 | 2.2506
2020-09-28 07:30 | 2.2506 | 2.2506
2020-09-28 08:00 | 2.0899 | 2.0899
2020-09-28 08:30 | 2.0899 | 2.0899
2020-09-28 09:00 | 1.8755 | 1.8755
2020-09-28 09:30 | 1.8755 | 1.8755
2020-09-28 10:00 | 1.9497 | 1.9497
2020-09-28 10:30 | 1.8755 | 1.8755
2020-09-28 11:00 | 2.0363 | 2.0363
2020-09-28 11:30 | 2.0899 | 2.0899
2020-09-28 12:00 | 2.197 | 2.197
2020-09-28 12:30 | 2.3578 | 2.3578
2020-09-28 13:00 | 2.4114 | 2.4114
2020-09-28 13:30 | 2.5721 | 2.5721
2020-09-28 14:00 | 2.6793 | 2.6793
2020-09-28 14:30 | 2.9472 | 2.9472
2020-09-28 15:00 | 2.9472 | 2.9472
2020-09-28 15:30 | 3.2152 | 3.2152
2020-09-28 16:00 | 3.3223 | 3.3223
2020-09-28 16:30 | 3.4831 | 3.4831
2020-09-28 17:00 | 3.6974 | 3.6974
2020-09-28 17:30 | 3.8046 | 3.8046
2020-09-28 18:00 | 3.8046 | 3.8046
2020-09-28 18:30 | 3.8582 | 3.8582
2020-09-28 19:00 | 3.9654 | 3.9654
2020-09-28 19:30 | 3.8046 | 3.8046
2020-09-28 20:00 | 3.6438 | 3.6438
2020-09-28 20:30 | 3.3759 | 3.3759
2020-09-28 21:00 | 3.0544 | 3.0544
2020-09-28 21:30 | 2.8936 | 2.8936
2020-09-28 22:00 | 2.6257 | 2.6257
2020-09-28 22:30 | 2.5185 | 2.5185
2020-09-28 23:00 | 2.3042 | 2.3042
2020-09-28 23:30 | 2.1434 | 2.1434
2020-09-29 | 2.1434 | 2.1434
2020-09-29 00:30 | 1.9291 | 1.9291
2020-09-29 01:00 | 2.0899 | 2.0899
2020-09-29 01:30 | 1.9827 | 1.9827
2020-09-29 02:00 | 1.8755 | 1.8755
2020-09-29 02:30 | 1.7683 | 1.7683
2020-09-29 03:00 | 1.8755 | 1.8755
2020-09-29 03:30 | 1.7683 | 1.7683
2020-09-29 04:00 | 1.7683 | 1.7683
2020-09-29 04:30 | 1.8219 | 1.8219
2020-09-29 05:00 | 1.8791 | 1.8791
2020-09-29 05:30 | 1.9827 | 1.9827
2020-09-29 06:00 | 2.197 | 2.197
2020-09-29 06:30 | 2.3042 | 2.3042
2020-09-29 07:00 | 2.2506 | 2.2506
2020-09-29 07:30 | 2.2506 | 2.2506
2020-09-29 08:00 | 2.3578 | 2.3578
2020-09-29 08:30 | 2.197 | 2.197
2020-09-29 09:00 | 2.0363 | 2.0363
2020-09-29 09:30 | 2.0899 | 2.0899
2020-09-29 10:00 | 2.197 | 2.197
2020-09-29 10:30 | 2.3042 | 2.3042
2020-09-29 11:00 | 2.4114 | 2.4114
2020-09-29 11:30 | 2.4114 | 2.4114
2020-09-29 12:00 | 2.7329 | 2.7329
2020-09-29 12:30 | 2.8401 | 2.8401
2020-09-29 13:00 | 2.9472 | 2.9472
2020-09-29 13:30 | 3.2152 | 3.2152
2020-09-29 14:00 | 3.3759 | 3.3759
2020-09-29 14:30 | 3.6438 | 3.6438
2020-09-29 15:00 | 3.6438 | 3.6438
2020-09-29 15:30 | 3.8046 | 3.8046
2020-09-29 16:00 | 4.0725 | 4.0725
2020-09-29 16:30 | 4.2333 | 4.2333
2020-09-29 17:00 | 4.2869 | 4.2869
2020-09-29 17:30 | 4.4476 | 4.4476
2020-09-29 18:00 | 4.5012 | 4.5012
2020-09-29 18:30 | 4.5012 | 4.5012
2020-09-29 19:00 | 4.7692 | 4.7692
2020-09-29 19:30 | 4.3941 | 4.3941
2020-09-29 20:00 | 4.112 | 4.112
2020-09-29 20:30 | 3.751 | 3.751
2020-09-29 21:00 | 3.4831 | 3.4831
2020-09-29 21:30 | 3.3759 | 3.3759
2020-09-29 22:00 | 3.0544 | 3.0544
2020-09-29 22:30 | 2.8401 | 2.8401
2020-09-29 23:00 | 2.5185 | 2.5185
2020-09-29 23:30 | 2.465 | 2.465
2020-09-30 | 2.2506 | 2.2506
2020-09-30 00:30 | 2.197 | 2.197
2020-09-30 01:00 | 2.0363 | 2.0363
2020-09-30 01:30 | 2.0899 | 2.0899
2020-09-30 02:00 | 2.0363 | 2.0363
2020-09-30 02:30 | 1.9291 | 1.9291
2020-09-30 03:00 | 1.9291 | 1.9291
2020-09-30 03:30 | 1.8755 | 1.8755
2020-09-30 04:00 | 1.8755 | 1.8755
2020-09-30 04:30 | 1.9291 | 1.9291
2020-09-30 05:00 | 2.0363 | 2.0363
2020-09-30 05:30 | 2.0363 | 2.0363
2020-09-30 06:00 | 2.2506 | 2.2506
2020-09-30 06:30 | 2.197 | 2.197
2020-09-30 07:00 | 2.2506 | 2.2506
2020-09-30 07:30 | 2.4114 | 2.4114
2020-09-30 08:00 | 2.3042 | 2.3042
2020-09-30 08:30 | 2.3042 | 2.3042
2020-09-30 09:00 | 2.5185 | 2.5185
2020-09-30 09:30 | 2.4114 | 2.4114
2020-09-30 10:00 | 2.4114 | 2.4114
2020-09-30 10:30 | 2.4114 | 2.4114
2020-09-30 11:00 | 2.6257 | 2.6257
2020-09-30 11:30 | 2.7329 | 2.7329
2020-09-30 12:00 | 2.9472 | 2.9472
2020-09-30 12:30 | 3.108 | 3.108
2020-09-30 13:00 | 3.3223 | 3.3223
2020-09-30 13:30 | 3.4831 | 3.4831
2020-09-30 14:00 | 3.6974 | 3.6974
2020-09-30 14:30 | 3.6974 | 3.6974
2020-09-30 15:00 | 3.8582 | 3.8582
2020-09-30 15:30 | 4.0189 | 4.0189
2020-09-30 16:00 | 4.3405 | 4.3405
2020-09-30 16:30 | 4.3405 | 4.3405
2020-09-30 17:00 | 4.662 | 4.662
2020-09-30 17:30 | 4.7692 | 4.7692
2020-09-30 18:00 | 4.8763 | 4.8763
2020-09-30 18:30 | 4.7692 | 4.7692
2020-09-30 19:00 | 4.7692 | 4.7692
2020-09-30 19:30 | 4.5012 | 4.5012
2020-09-30 20:00 | 4.3405 | 4.3405
2020-09-30 20:30 | 3.9654 | 3.9654
2020-09-30 21:00 | 3.6974 | 3.6974
2020-09-30 21:30 | 3.5367 | 3.5367
2020-09-30 22:00 | 3.2687 | 3.2687
2020-09-30 22:30 | 2.9472 | 2.9472
2020-09-30 23:00 | 2.7865 | 2.7865
2020-09-30 23:30 | 2.6793 | 2.6793
2020-10-01 | 2.6257 | 2.6257
2020-10-01 00:30 | 2.5721 | 2.5721
2020-10-01 01:00 | 2.4114 | 2.4114
2020-10-01 01:30 | 2.3578 | 2.3578
2020-10-01 02:00 | 2.3042 | 2.3042
2020-10-01 02:30 | 2.3578 | 2.3578
2020-10-01 03:00 | 2.2506 | 2.2506
2020-10-01 03:30 | 2.197 | 2.197
2020-10-01 04:00 | 2.2506 | 2.2506
2020-10-01 04:30 | 2.197 | 2.197
2020-10-01 05:00 | 2.2453 | 2.2453
2020-10-01 05:30 | 2.3042 | 2.3042
2020-10-01 06:00 | 2.3578 | 2.3578
2020-10-01 06:30 | 2.4114 | 2.4114
2020-10-01 07:00 | 2.465 | 2.465
2020-10-01 07:30 | 2.5721 | 2.5721
2020-10-01 08:00 | 2.4114 | 2.4114
2020-10-01 08:30 | 2.6257 | 2.6257
2020-10-01 09:00 | 2.5185 | 2.5185
2020-10-01 09:30 | 2.6257 | 2.6257
2020-10-01 10:00 | 2.6793 | 2.6793
2020-10-01 10:30 | 2.7865 | 2.7865
2020-10-01 11:00 | 2.8401 | 2.8401
2020-10-01 11:30 | 2.8936 | 2.8936
2020-10-01 12:00 | 2.9472 | 2.9472
2020-10-01 12:30 | 3.1616 | 3.1616
2020-10-01 13:00 | 3.3759 | 3.3759
2020-10-01 13:30 | 3.4831 | 3.4831
2020-10-01 14:00 | 3.5903 | 3.5903
2020-10-01 14:30 | 3.6974 | 3.6974
2020-10-01 15:00 | 3.8582 | 3.8582
2020-10-01 15:30 | 3.9654 | 3.9654
2020-10-01 16:00 | 4.1797 | 4.1797
2020-10-01 16:30 | 4.3405 | 4.3405
2020-10-01 17:00 | 4.3405 | 4.3405
2020-10-01 17:30 | 4.5548 | 4.5548
2020-10-01 18:00 | 4.5548 | 4.5548
2020-10-01 18:30 | 4.5548 | 4.5548
2020-10-01 19:00 | 4.7156 | 4.7156
2020-10-01 19:30 | 4.7156 | 4.7156
2020-10-01 20:00 | 4.2333 | 4.2333
2020-10-01 20:30 | 3.9118 | 3.9118
2020-10-01 21:00 | 3.751 | 3.751
2020-10-01 21:30 | 3.5903 | 3.5903
2020-10-01 22:00 | 3.1616 | 3.1616
2020-10-01 22:30 | 2.9472 | 2.9472
2020-10-01 23:00 | 2.7329 | 2.7329
2020-10-01 23:30 | 2.5721 | 2.5721
2020-10-02 | 2.5185 | 2.5185
2020-10-02 00:30 | 2.3578 | 2.3578
2020-10-02 01:00 | 2.197 | 2.197
2020-10-02 01:30 | 2.197 | 2.197
2020-10-02 02:00 | 2.0899 | 2.0899
2020-10-02 02:30 | 2.1434 | 2.1434
2020-10-02 03:00 | 2.0899 | 2.0899
2020-10-02 03:30 | 2.0899 | 2.0899
2020-10-02 04:00 | 2.0899 | 2.0899
2020-10-02 04:30 | 2.0899 | 2.0899
2020-10-02 05:00 | 2.197 | 2.197
2020-10-02 05:30 | 2.2506 | 2.2506
2020-10-02 06:00 | 2.465 | 2.465
2020-10-02 06:30 | 2.3578 | 2.3578
2020-10-02 07:00 | 2.6793 | 2.6793
2020-10-02 07:30 | 2.6257 | 2.6257
2020-10-02 08:00 | 2.6257 | 2.6257
2020-10-02 08:30 | 2.6257 | 2.6257
2020-10-02 09:00 | 2.7329 | 2.7329
2020-10-02 09:30 | 2.7329 | 2.7329
2020-10-02 10:00 | 2.7329 | 2.7329
2020-10-02 10:30 | 2.8401 | 2.8401
2020-10-02 11:00 | 2.8401 | 2.8401
2020-10-02 11:30 | 3.108 | 3.108
2020-10-02 12:00 | 3.2152 | 3.2152
2020-10-02 12:30 | 3.4295 | 3.4295
2020-10-02 13:00 | 3.6974 | 3.6974
2020-10-02 13:30 | 3.6974 | 3.6974
2020-10-02 14:00 | 3.9118 | 3.9118
2020-10-02 14:30 | 4.0189 | 4.0189
2020-10-02 15:00 | 4.1261 | 4.1261
2020-10-02 15:30 | 4.3405 | 4.3405
2020-10-02 16:00 | 4.4476 | 4.4476
2020-10-02 16:30 | 4.6084 | 4.6084
2020-10-02 17:00 | 4.662 | 4.662
2020-10-02 17:30 | 4.7156 | 4.7156
2020-10-02 18:00 | 4.8763 | 4.8763
2020-10-02 18:30 | 4.7692 | 4.7692
2020-10-02 19:00 | 4.8763 | 4.8763
2020-10-02 19:30 | 4.7156 | 4.7156
2020-10-02 20:00 | 4.3405 | 4.3405
2020-10-02 20:30 | 4.1261 | 4.1261
2020-10-02 21:00 | 3.8046 | 3.8046
2020-10-02 21:30 | 3.6438 | 3.6438
2020-10-02 22:00 | 3.4831 | 3.4831
2020-10-02 22:30 | 3.2687 | 3.2687
2020-10-02 23:00 | 3.2152 | 3.2152
2020-10-02 23:30 | 3.0008 | 3.0008
2020-10-03 | 2.8936 | 2.8936
2020-10-03 00:30 | 2.6257 | 2.6257
2020-10-03 01:00 | 2.7865 | 2.7865
2020-10-03 01:30 | 2.465 | 2.465
2020-10-03 02:00 | 2.5185 | 2.5185
2020-10-03 02:30 | 2.4114 | 2.4114
2020-10-03 03:00 | 2.3578 | 2.3578
2020-10-03 03:30 | 2.3042 | 2.3042
2020-10-03 04:00 | 2.2506 | 2.2506
2020-10-03 04:30 | 2.1434 | 2.1434
2020-10-03 05:00 | 2.197 | 2.197
2020-10-03 05:30 | 2.1434 | 2.1434
2020-10-03 06:00 | 2.197 | 2.197
2020-10-03 06:30 | 2.2506 | 2.2506
2020-10-03 07:00 | 2.197 | 2.197
2020-10-03 07:30 | 2.2683 | 2.2683
2020-10-03 08:00 | 2.3042 | 2.3042
2020-10-03 08:30 | 2.3212 | 2.3212
2020-10-03 09:00 | 2.2757 | 2.2757
2020-10-03 09:30 | 2.4114 | 2.4114
2020-10-03 10:00 | 2.3042 | 2.3042
2020-10-03 10:30 | 2.5185 | 2.5185
2020-10-03 11:00 | 2.465 | 2.465
2020-10-03 11:30 | 2.6257 | 2.6257
2020-10-03 12:00 | 2.8936 | 2.8936
2020-10-03 12:30 | 2.9472 | 2.9472
2020-10-03 13:00 | 3.0544 | 3.0544
2020-10-03 13:30 | 3.1616 | 3.1616
2020-10-03 14:00 | 3.1625 | 3.1625
2020-10-03 14:30 | 3.4295 | 3.4295
2020-10-03 15:00 | 3.4831 | 3.4831
2020-10-03 15:30 | 3.8046 | 3.8046
2020-10-03 16:00 | 3.8046 | 3.8046
2020-10-03 16:30 | 4.0189 | 4.0189
2020-10-03 17:00 | 4.1797 | 4.1797
2020-10-03 17:30 | 4.3941 | 4.3941
2020-10-03 18:00 | 4.3941 | 4.3941
2020-10-03 18:30 | 4.5548 | 4.5548
2020-10-03 19:00 | 4.4476 | 4.4476
2020-10-03 19:30 | 4.2869 | 4.2869
2020-10-03 20:00 | 4.0189 | 4.0189
2020-10-03 20:30 | 3.751 | 3.751
2020-10-03 21:00 | 3.6438 | 3.6438
2020-10-03 21:30 | 3.3759 | 3.3759
2020-10-03 22:00 | 3.2687 | 3.2687
2020-10-03 22:30 | 2.9472 | 2.9472
2020-10-03 23:00 | 2.9472 | 2.9472
2020-10-03 23:30 | 2.7329 | 2.7329
2020-10-04 | 2.6793 | 2.6793
2020-10-04 00:30 | 2.5185 | 2.5185
2020-10-04 01:00 | 2.5721 | 2.5721
2020-10-04 01:30 | 2.4114 | 2.4114
2020-10-04 02:00 | 2.3578 | 2.3578
2020-10-04 02:30 | 2.3042 | 2.3042
2020-10-04 03:00 | 2.197 | 2.197
2020-10-04 03:30 | 2.2506 | 2.2506
2020-10-04 04:00 | 2.197 | 2.197
2020-10-04 04:30 | 2.1434 | 2.1434
2020-10-04 05:00 | 2.197 | 2.197
2020-10-04 05:30 | 2.197 | 2.197
2020-10-04 06:00 | 2.0899 | 2.0899
2020-10-04 06:30 | 2.197 | 2.197
2020-10-04 07:00 | 2.197 | 2.197
2020-10-04 07:30 | 2.1434 | 2.1434
2020-10-04 08:00 | 2.197 | 2.197
2020-10-04 08:30 | 2.0899 | 2.0899
2020-10-04 09:00 | 1.9827 | 1.9827
2020-10-04 09:30 | 2.0899 | 2.0899
2020-10-04 10:00 | 2.2506 | 2.2506
2020-10-04 10:30 | 2.197 | 2.197
2020-10-04 11:00 | 2.4114 | 2.4114
2020-10-04 11:30 | 2.4114 | 2.4114
2020-10-04 12:00 | 2.465 | 2.465
2020-10-04 12:30 | 2.7329 | 2.7329
2020-10-04 13:00 | 2.8401 | 2.8401
2020-10-04 13:30 | 3.0544 | 3.0544
2020-10-04 14:00 | 3.0008 | 3.0008
2020-10-04 14:30 | 3.1616 | 3.1616
2020-10-04 15:00 | 3.3759 | 3.3759
2020-10-04 15:30 | 3.4831 | 3.4831
2020-10-04 16:00 | 3.6974 | 3.6974
2020-10-04 16:30 | 3.8046 | 3.8046
2020-10-04 17:00 | 3.9118 | 3.9118
2020-10-04 17:30 | 4.0725 | 4.0725
2020-10-04 18:00 | 4.1797 | 4.1797
2020-10-04 18:30 | 4.2333 | 4.2333
2020-10-04 19:00 | 4.2869 | 4.2869
2020-10-04 19:30 | 4.1261 | 4.1261
2020-10-04 20:00 | 3.751 | 3.751
2020-10-04 20:30 | 3.5903 | 3.5903
2020-10-04 21:00 | 3.3759 | 3.3759
2020-10-04 21:30 | 3.2152 | 3.2152
2020-10-04 22:00 | 3.0544 | 3.0544
2020-10-04 22:30 | 2.8401 | 2.8401
2020-10-04 23:00 | 2.6793 | 2.6793
2020-10-04 23:30 | 2.465 | 2.465
2020-10-05 | 2.3042 | 2.3042
2020-10-05 00:30 | 2.2506 | 2.2506
2020-10-05 01:00 | 2.197 | 2.197
2020-10-05 01:30 | 2.0899 | 2.0899
2020-10-05 02:00 | 2.0899 | 2.0899
2020-10-05 02:30 | 2.0899 | 2.0899
2020-10-05 03:00 | 2.0899 | 2.0899
2020-10-05 03:30 | 1.9291 | 1.9291
2020-10-05 04:00 | 1.9827 | 1.9827
2020-10-05 04:30 | 1.8755 | 1.8755
2020-10-05 05:00 | 2.1434 | 2.1434
2020-10-05 05:30 | 2.2506 | 2.2506
2020-10-05 06:00 | 2.0899 | 2.0899
2020-10-05 06:30 | 2.197 | 2.197
2020-10-05 07:00 | 2.197 | 2.197
2020-10-05 07:30 | 2.1434 | 2.1434
2020-10-05 08:00 | 2.3042 | 2.3042
2020-10-05 08:30 | 2.2506 | 2.2506
2020-10-05 09:00 | 2.1434 | 2.1434
2020-10-05 09:30 | 2.3042 | 2.3042
2020-10-05 10:00 | 2.3042 | 2.3042
2020-10-05 10:30 | 2.5185 | 2.5185
2020-10-05 11:00 | 2.6257 | 2.6257
2020-10-05 11:30 | 2.7329 | 2.7329
2020-10-05 12:00 | 2.9472 | 2.9472
2020-10-05 12:30 | 3.0544 | 3.0544
2020-10-05 13:00 | 3.2687 | 3.2687
2020-10-05 13:30 | 3.4831 | 3.4831
2020-10-05 14:00 | 3.4831 | 3.4831
2020-10-05 14:30 | 3.8582 | 3.8582
2020-10-05 15:00 | 3.8046 | 3.8046
2020-10-05 15:30 | 4.1261 | 4.1261
2020-10-05 16:00 | 4.2869 | 4.2869
2020-10-05 16:30 | 4.3941 | 4.3941
2020-10-05 17:00 | 4.4476 | 4.4476
2020-10-05 17:30 | 4.5548 | 4.5548
2020-10-05 18:00 | 4.662 | 4.662
2020-10-05 18:30 | 4.7156 | 4.7156
2020-10-05 19:00 | 4.7692 | 4.7692
2020-10-05 19:30 | 4.5548 | 4.5548
2020-10-05 20:00 | 4.3941 | 4.3941
2020-10-05 20:30 | 3.8582 | 3.8582
2020-10-05 21:00 | 3.6974 | 3.6974
2020-10-05 21:30 | 3.6974 | 3.6974
2020-10-05 22:00 | 3.3759 | 3.3759
2020-10-05 22:30 | 3.1616 | 3.1616
2020-10-05 23:00 | 2.9472 | 2.9472
2020-10-05 23:30 | 2.8401 | 2.8401
2020-10-06 | 2.6793 | 2.6793
2020-10-06 00:30 | 2.6257 | 2.6257
2020-10-06 01:00 | 2.5721 | 2.5721
2020-10-06 01:30 | 2.5721 | 2.5721
2020-10-06 02:00 | 2.3578 | 2.3578
2020-10-06 02:30 | 2.4114 | 2.4114
2020-10-06 03:00 | 2.2506 | 2.2506
2020-10-06 03:30 | 2.3042 | 2.3042
2020-10-06 04:00 | 2.197 | 2.197
2020-10-06 04:30 | 2.3042 | 2.3042
2020-10-06 05:00 | 2.2506 | 2.2506
2020-10-06 05:30 | 2.3042 | 2.3042
2020-10-06 06:00 | 2.4114 | 2.4114
2020-10-06 06:30 | 2.465 | 2.465
2020-10-06 07:00 | 2.6257 | 2.6257
2020-10-06 07:30 | 2.6257 | 2.6257
2020-10-06 08:00 | 2.5721 | 2.5721
2020-10-06 08:30 | 2.465 | 2.465
2020-10-06 09:00 | 2.6257 | 2.6257
2020-10-06 09:30 | 2.6793 | 2.6793
2020-10-06 10:00 | 2.7865 | 2.7865
2020-10-06 10:30 | 2.7329 | 2.7329
2020-10-06 11:00 | 2.8401 | 2.8401
2020-10-06 11:30 | 3.0544 | 3.0544
2020-10-06 12:00 | 3.1616 | 3.1616
2020-10-06 12:30 | 3.4295 | 3.4295
2020-10-06 13:00 | 3.5903 | 3.5903
2020-10-06 13:30 | 3.5903 | 3.5903
2020-10-06 14:00 | 3.8582 | 3.8582
2020-10-06 14:30 | 3.9118 | 3.9118
2020-10-06 15:00 | 4.0725 | 4.0725
2020-10-06 15:30 | 4.2333 | 4.2333
2020-10-06 16:00 | 4.4476 | 4.4476
2020-10-06 16:30 | 4.7156 | 4.7156
2020-10-06 17:00 | 4.7692 | 4.7692
2020-10-06 17:30 | 4.9835 | 4.9835
2020-10-06 18:00 | 4.9299 | 4.9299
2020-10-06 18:30 | 4.9299 | 4.9299
2020-10-06 19:00 | 4.9835 | 4.9835
2020-10-06 19:30 | 4.7692 | 4.7692
2020-10-06 20:00 | 4.4476 | 4.4476
2020-10-06 20:30 | 4.1261 | 4.1261
2020-10-06 21:00 | 3.751 | 3.751
2020-10-06 21:30 | 3.5903 | 3.5903
2020-10-06 22:00 | 3.3759 | 3.3759
2020-10-06 22:30 | 3.108 | 3.108
2020-10-06 23:00 | 3.0544 | 3.0544
2020-10-06 23:30 | 2.7329 | 2.7329
2020-10-07 | 2.7329 | 2.7329
2020-10-07 00:30 | 2.6793 | 2.6793
2020-10-07 01:00 | 2.6793 | 2.6793
2020-10-07 01:30 | 2.5185 | 2.5185
2020-10-07 02:00 | 2.465 | 2.465
2020-10-07 02:30 | 2.4114 | 2.4114
2020-10-07 03:00 | 2.3578 | 2.3578
2020-10-07 03:30 | 2.4114 | 2.4114
2020-10-07 04:00 | 2.2506 | 2.2506
2020-10-07 04:30 | 2.3578 | 2.3578
2020-10-07 05:00 | 2.3042 | 2.3042
2020-10-07 05:30 | 2.4114 | 2.4114
2020-10-07 06:00 | 2.6257 | 2.6257
2020-10-07 06:30 | 2.7329 | 2.7329
2020-10-07 07:00 | 2.6793 | 2.6793
2020-10-07 07:30 | 2.7865 | 2.7865
2020-10-07 08:00 | 2.6793 | 2.6793
2020-10-07 08:30 | 2.465 | 2.465
2020-10-07 09:00 | 2.7329 | 2.7329
2020-10-07 09:30 | 2.7329 | 2.7329
2020-10-07 10:00 | 2.7865 | 2.7865
2020-10-07 10:30 | 2.9472 | 2.9472
2020-10-07 11:00 | 2.9472 | 2.9472
2020-10-07 11:30 | 3.0544 | 3.0544
2020-10-07 12:00 | 3.5903 | 3.5903
2020-10-07 12:30 | 3.3759 | 3.3759
2020-10-07 13:00 | 3.6974 | 3.6974
2020-10-07 13:30 | 3.8046 | 3.8046
2020-10-07 14:00 | 3.8582 | 3.8582
2020-10-07 14:30 | 3.9654 | 3.9654
2020-10-07 15:00 | 3.9654 | 3.9654
2020-10-07 15:30 | 4.3405 | 4.3405
2020-10-07 16:00 | 4.3405 | 4.3405
2020-10-07 16:30 | 4.6084 | 4.6084
2020-10-07 17:00 | 4.662 | 4.662
2020-10-07 17:30 | 4.662 | 4.662
2020-10-07 18:00 | 4.7692 | 4.7692
2020-10-07 18:30 | 4.8763 | 4.8763
2020-10-07 19:00 | 4.7692 | 4.7692
2020-10-07 19:30 | 4.7692 | 4.7692
2020-10-07 20:00 | 4.5548 | 4.5548
2020-10-07 20:30 | 4.1261 | 4.1261
2020-10-07 21:00 | 3.9654 | 3.9654
2020-10-07 21:30 | 3.6974 | 3.6974
2020-10-07 22:00 | 3.5903 | 3.5903
2020-10-07 22:30 | 3.2687 | 3.2687
2020-10-07 23:00 | 3.1616 | 3.1616
2020-10-07 23:30 | 2.9472 | 2.9472
2020-10-08 | 2.9472 | 2.9472
2020-10-08 00:30 | 2.7329 | 2.7329
2020-10-08 01:00 | 2.7865 | 2.7865
2020-10-08 01:30 | 2.6257 | 2.6257
2020-10-08 02:00 | 2.6793 | 2.6793
2020-10-08 02:30 | 2.5185 | 2.5185
2020-10-08 03:00 | 2.5721 | 2.5721
2020-10-08 03:30 | 2.4114 | 2.4114
2020-10-08 04:00 | 2.4114 | 2.4114
2020-10-08 04:30 | 2.4114 | 2.4114
2020-10-08 05:00 | 2.465 | 2.465
2020-10-08 05:30 | 2.465 | 2.465
2020-10-08 06:00 | 2.6257 | 2.6257
2020-10-08 06:30 | 2.6257 | 2.6257
2020-10-08 07:00 | 2.6257 | 2.6257
2020-10-08 07:30 | 2.7329 | 2.7329
2020-10-08 08:00 | 2.8401 | 2.8401
2020-10-08 08:30 | 2.6257 | 2.6257
2020-10-08 09:00 | 2.5721 | 2.5721
2020-10-08 09:30 | 2.197 | 2.197
2020-10-08 10:00 | 2.6257 | 2.6257
2020-10-08 10:30 | 2.197 | 2.197
2020-10-08 11:00 | 2.5185 | 2.5185
2020-10-08 11:30 | 2.5185 | 2.5185
2020-10-08 12:00 | 2.7329 | 2.7329
2020-10-08 12:30 | 2.7329 | 2.7329
2020-10-08 13:00 | 2.7329 | 2.7329
2020-10-08 13:30 | 3.108 | 3.108
2020-10-08 14:00 | 3.0544 | 3.0544
2020-10-08 14:30 | 3.3223 | 3.3223
2020-10-08 15:00 | 3.5903 | 3.5903
2020-10-08 15:30 | 3.6438 | 3.6438
2020-10-08 16:00 | 3.9654 | 3.9654
2020-10-08 16:30 | 3.6974 | 3.6974
2020-10-08 17:00 | 3.9654 | 3.9654
2020-10-08 17:30 | 4.0189 | 4.0189
2020-10-08 18:00 | 4.0725 | 4.0725
2020-10-08 18:30 | 4.1797 | 4.1797
2020-10-08 19:00 | 4.1797 | 4.1797
2020-10-08 19:30 | 4.2333 | 4.2333
2020-10-08 20:00 | 3.9118 | 3.9118
2020-10-08 20:30 | 3.6974 | 3.6974
2020-10-08 21:00 | 3.5367 | 3.5367
2020-10-08 21:30 | 3.4164 | 3.4164
2020-10-08 22:00 | 3.1616 | 3.1616
2020-10-08 22:30 | 2.8401 | 2.8401
2020-10-08 23:00 | 2.7329 | 2.7329
2020-10-08 23:30 | 2.465 | 2.465
2020-10-09 | 2.465 | 2.465
2020-10-09 00:30 | 2.2506 | 2.2506
2020-10-09 01:00 | 2.3578 | 2.3578
2020-10-09 01:30 | 2.2506 | 2.2506
2020-10-09 02:00 | 2.2506 | 2.2506
2020-10-09 02:30 | 2.197 | 2.197
2020-10-09 03:00 | 2.1434 | 2.1434
2020-10-09 03:30 | 2.0363 | 2.0363
2020-10-09 04:00 | 2.0899 | 2.0899
2020-10-09 04:30 | 1.9827 | 1.9827
2020-10-09 05:00 | 2.0899 | 2.0899
2020-10-09 05:30 | 2.1434 | 2.1434
2020-10-09 06:00 | 2.3042 | 2.3042
2020-10-09 06:30 | 2.3042 | 2.3042
2020-10-09 07:00 | 2.4114 | 2.4114
2020-10-09 07:30 | 2.465 | 2.465
2020-10-09 08:00 | 2.4114 | 2.4114
2020-10-09 08:30 | 2.465 | 2.465
2020-10-09 09:00 | 2.3042 | 2.3042
2020-10-09 09:30 | 2.4114 | 2.4114
2020-10-09 10:00 | 2.5185 | 2.5185
2020-10-09 10:30 | 2.3578 | 2.3578
2020-10-09 11:00 | 2.5185 | 2.5185
2020-10-09 11:30 | 2.465 | 2.465
2020-10-09 12:00 | 2.7285 | 2.7285
2020-10-09 12:30 | 2.8936 | 2.8936
2020-10-09 13:00 | 2.9472 | 2.9472
2020-10-09 13:30 | 3.0544 | 3.0544
2020-10-09 14:00 | 3.2152 | 3.2152
2020-10-09 14:30 | 3.3759 | 3.3759
2020-10-09 15:00 | 3.5903 | 3.5903
2020-10-09 15:30 | 3.5903 | 3.5903
2020-10-09 16:00 | 3.6438 | 3.6438
2020-10-09 16:30 | 3.9654 | 3.9654
2020-10-09 17:00 | 4.0189 | 4.0189
2020-10-09 17:30 | 4.1261 | 4.1261
2020-10-09 18:00 | 4.1261 | 4.1261
2020-10-09 18:30 | 4.0725 | 4.0725
2020-10-09 19:00 | 4.1261 | 4.1261
2020-10-09 19:30 | 3.9118 | 3.9118
2020-10-09 20:00 | 3.8582 | 3.8582
2020-10-09 20:30 | 3.5903 | 3.5903
2020-10-09 21:00 | 3.4831 | 3.4831
2020-10-09 21:30 | 3.3759 | 3.3759
2020-10-09 22:00 | 3.108 | 3.108
2020-10-09 22:30 | 2.8936 | 2.8936
2020-10-09 23:00 | 2.7329 | 2.7329
2020-10-09 23:30 | 2.7329 | 2.7329
2020-10-10 | 2.5185 | 2.5185
2020-10-10 00:30 | 2.465 | 2.465
2020-10-10 01:00 | 2.3042 | 2.3042
2020-10-10 01:30 | 2.3578 | 2.3578
2020-10-10 02:00 | 2.197 | 2.197
2020-10-10 02:30 | 2.197 | 2.197
2020-10-10 03:00 | 2.0899 | 2.0899
2020-10-10 03:30 | 2.0899 | 2.0899
2020-10-10 04:00 | 2.0363 | 2.0363
2020-10-10 04:30 | 1.9827 | 1.9827
2020-10-10 05:00 | 2.1434 | 2.1434
2020-10-10 05:30 | 2.0899 | 2.0899
2020-10-10 06:00 | 2.0363 | 2.0363
2020-10-10 06:30 | 2.0899 | 2.0899
2020-10-10 07:00 | 2.0899 | 2.0899
2020-10-10 07:30 | 2.1434 | 2.1434
2020-10-10 08:00 | 2.1437 | 2.1437
2020-10-10 08:30 | 2.2441 | 2.2441
2020-10-10 09:00 | 2.0899 | 2.0899
2020-10-10 09:30 | 2.2506 | 2.2506
2020-10-10 10:00 | 2.0899 | 2.0899
2020-10-10 10:30 | 2.2506 | 2.2506
2020-10-10 11:00 | 2.2506 | 2.2506
2020-10-10 11:30 | 2.4114 | 2.4114
2020-10-10 12:00 | 2.5185 | 2.5185
2020-10-10 12:30 | 2.5185 | 2.5185
2020-10-10 13:00 | 2.6793 | 2.6793
2020-10-10 13:30 | 2.8401 | 2.8401
2020-10-10 14:00 | 3.0544 | 3.0544
2020-10-10 14:30 | 3.1616 | 3.1616
2020-10-10 15:00 | 3.2687 | 3.2687
2020-10-10 15:30 | 3.4831 | 3.4831
2020-10-10 16:00 | 3.5903 | 3.5903
2020-10-10 16:30 | 3.8046 | 3.8046
2020-10-10 17:00 | 3.9118 | 3.9118
2020-10-10 17:30 | 4.1261 | 4.1261
2020-10-10 18:00 | 4.2333 | 4.2333
2020-10-10 18:30 | 4.3405 | 4.3405
2020-10-10 19:00 | 4.2333 | 4.2333
2020-10-10 19:30 | 4.1261 | 4.1261
2020-10-10 20:00 | 3.8582 | 3.8582
2020-10-10 20:30 | 3.5903 | 3.5903
2020-10-10 21:00 | 3.2687 | 3.2687
2020-10-10 21:30 | 3.1616 | 3.1616
2020-10-10 22:00 | 3.0544 | 3.0544
2020-10-10 22:30 | 2.7865 | 2.7865
2020-10-10 23:00 | 2.5721 | 2.5721
2020-10-10 23:30 | 2.465 | 2.465
2020-10-11 | 2.4114 | 2.4114
2020-10-11 00:30 | 2.3042 | 2.3042
2020-10-11 01:00 | 2.3042 | 2.3042
2020-10-11 01:30 | 2.1434 | 2.1434
2020-10-11 02:00 | 2.197 | 2.197
2020-10-11 02:30 | 2.197 | 2.197
2020-10-11 03:00 | 2.0899 | 2.0899
2020-10-11 03:30 | 2.0899 | 2.0899
2020-10-11 04:00 | 1.9291 | 1.9291
2020-10-11 04:30 | 2.0363 | 2.0363
2020-10-11 05:00 | 1.9827 | 1.9827
2020-10-11 05:30 | 2.0899 | 2.0899
2020-10-11 06:00 | 1.8755 | 1.8755
2020-10-11 06:30 | 2.0899 | 2.0899
2020-10-11 07:00 | 2.0363 | 2.0363
2020-10-11 07:30 | 1.9827 | 1.9827
2020-10-11 08:00 | 2.0363 | 2.0363
2020-10-11 08:30 | 2.0899 | 2.0899
2020-10-11 09:00 | 2.2506 | 2.2506
2020-10-11 09:30 | 2.197 | 2.197
2020-10-11 10:00 | 2.3042 | 2.3042
2020-10-11 10:30 | 2.3578 | 2.3578
2020-10-11 11:00 | 2.4114 | 2.4114
2020-10-11 11:30 | 2.6793 | 2.6793
2020-10-11 12:00 | 2.8401 | 2.8401
2020-10-11 12:30 | 3.108 | 3.108
2020-10-11 13:00 | 3.3223 | 3.3223
2020-10-11 13:30 | 3.4295 | 3.4295
2020-10-11 14:00 | 3.6438 | 3.6438
2020-10-11 14:30 | 3.751 | 3.751
2020-10-11 15:00 | 3.9654 | 3.9654
2020-10-11 15:30 | 4.0725 | 4.0725
2020-10-11 16:00 | 4.2869 | 4.2869
2020-10-11 16:30 | 4.3941 | 4.3941
2020-10-11 17:00 | 4.5548 | 4.5548
2020-10-11 17:30 | 4.662 | 4.662
2020-10-11 18:00 | 4.9835 | 4.9835
2020-10-11 18:30 | 4.8763 | 4.8763
2020-10-11 19:00 | 4.9299 | 4.9299
2020-10-11 19:30 | 4.662 | 4.662
2020-10-11 20:00 | 4.3941 | 4.3941
2020-10-11 20:30 | 4.0725 | 4.0725
2020-10-11 21:00 | 3.6974 | 3.6974
2020-10-11 21:30 | 3.5903 | 3.5903
2020-10-11 22:00 | 3.2687 | 3.2687
2020-10-11 22:30 | 3.0544 | 3.0544
2020-10-11 23:00 | 2.7865 | 2.7865
2020-10-11 23:30 | 2.6793 | 2.6793
2020-10-12 | 2.5185 | 2.5185
2020-10-12 00:30 | 2.5185 | 2.5185
2020-10-12 01:00 | 2.3042 | 2.3042
2020-10-12 01:30 | 2.3042 | 2.3042
2020-10-12 02:00 | 2.1434 | 2.1434
2020-10-12 02:30 | 2.1434 | 2.1434
2020-10-12 03:00 | 2.0899 | 2.0899
2020-10-12 03:30 | 2.1434 | 2.1434
2020-10-12 04:00 | 2.0363 | 2.0363
2020-10-12 04:30 | 2.1434 | 2.1434
2020-10-12 05:00 | 2.2506 | 2.2506
2020-10-12 05:30 | 2.197 | 2.197
2020-10-12 06:00 | 2.3042 | 2.3042
2020-10-12 06:30 | 2.3578 | 2.3578
2020-10-12 07:00 | 2.5185 | 2.5185
2020-10-12 07:30 | 2.6257 | 2.6257
2020-10-12 08:00 | 2.6257 | 2.6257
2020-10-12 08:30 | 2.6257 | 2.6257
2020-10-12 09:00 | 2.5721 | 2.5721
2020-10-12 09:30 | 2.8401 | 2.8401
2020-10-12 10:00 | 2.8401 | 2.8401
2020-10-12 10:30 | 3.0544 | 3.0544
2020-10-12 11:00 | 3.2687 | 3.2687
2020-10-12 11:30 | 3.4295 | 3.4295
2020-10-12 12:00 | 3.6974 | 3.6974
2020-10-12 12:30 | 3.6974 | 3.6974
2020-10-12 13:00 | 3.9118 | 3.9118
2020-10-12 13:30 | 4.1261 | 4.1261
2020-10-12 14:00 | 4.1797 | 4.1797
2020-10-12 14:30 | 4.2333 | 4.2333
2020-10-12 15:00 | 4.3405 | 4.3405
2020-10-12 15:30 | 4.7692 | 4.7692
2020-10-12 16:00 | 4.8763 | 4.8763
2020-10-12 16:30 | 4.9835 | 4.9835
2020-10-12 17:00 | 5.1443 | 5.1443
2020-10-12 17:30 | 5.305 | 5.305
2020-10-12 18:00 | 5.305 | 5.305
2020-10-12 18:30 | 5.305 | 5.305
2020-10-12 19:00 | 5.1978 | 5.1978
2020-10-12 19:30 | 5.0907 | 5.0907
2020-10-12 20:00 | 4.7692 | 4.7692
2020-10-12 20:30 | 4.5012 | 4.5012
2020-10-12 21:00 | 4.1261 | 4.1261
2020-10-12 21:30 | 3.751 | 3.751
2020-10-12 22:00 | 3.4831 | 3.4831
2020-10-12 22:30 | 3.1616 | 3.1616
2020-10-12 23:00 | 2.9472 | 2.9472
2020-10-12 23:30 | 2.7329 | 2.7329
2020-10-13 | 2.6793 | 2.6793
2020-10-13 00:30 | 2.5721 | 2.5721
2020-10-13 01:00 | 2.465 | 2.465
2020-10-13 01:30 | 2.3042 | 2.3042
2020-10-13 02:00 | 2.3578 | 2.3578
2020-10-13 02:30 | 2.3042 | 2.3042
2020-10-13 03:00 | 2.2506 | 2.2506
2020-10-13 03:30 | 2.3042 | 2.3042
2020-10-13 04:00 | 2.3042 | 2.3042
2020-10-13 04:30 | 2.3578 | 2.3578
2020-10-13 05:00 | 2.4114 | 2.4114
2020-10-13 05:30 | 2.4114 | 2.4114
2020-10-13 06:00 | 2.6257 | 2.6257
2020-10-13 06:30 | 2.6257 | 2.6257
2020-10-13 07:00 | 2.6257 | 2.6257
2020-10-13 07:30 | 2.7329 | 2.7329
2020-10-13 08:00 | 3.0544 | 3.0544
2020-10-13 08:30 | 2.8936 | 2.8936
2020-10-13 09:00 | 2.9472 | 2.9472
2020-10-13 09:30 | 2.8401 | 2.8401
2020-10-13 10:00 | 3.108 | 3.108
2020-10-13 10:30 | 3.2687 | 3.2687
2020-10-13 11:00 | 3.3759 | 3.3759
2020-10-13 11:30 | 3.6974 | 3.6974
2020-10-13 12:00 | 3.8046 | 3.8046
2020-10-13 12:30 | 4.1261 | 4.1261
2020-10-13 13:00 | 4.2333 | 4.2333
2020-10-13 13:30 | 4.662 | 4.662
2020-10-13 14:00 | 4.5548 | 4.5548
2020-10-13 14:30 | 4.4476 | 4.4476
2020-10-13 15:00 | 4.8763 | 4.8763
2020-10-13 15:30 | 4.9835 | 4.9835
2020-10-13 16:00 | 4.9299 | 4.9299
2020-10-13 16:30 | 5.1978 | 5.1978
2020-10-13 17:00 | 5.4122 | 5.4122
2020-10-13 17:30 | 5.5729 | 5.5729
2020-10-13 18:00 | 5.2514 | 5.2514
2020-10-13 18:30 | 5.5194 | 5.5194
2020-10-13 19:00 | 5.5729 | 5.5729
2020-10-13 19:30 | 5.2514 | 5.2514
2020-10-13 20:00 | 5.0371 | 5.0371
2020-10-13 20:30 | 4.662 | 4.662
2020-10-13 21:00 | 4.1797 | 4.1797
2020-10-13 21:30 | 4.0725 | 4.0725
2020-10-13 22:00 | 3.5903 | 3.5903
2020-10-13 22:30 | 3.2152 | 3.2152
2020-10-13 23:00 | 2.9472 | 2.9472
2020-10-13 23:30 | 2.8401 | 2.8401
2020-10-14 | 2.6257 | 2.6257
2020-10-14 00:30 | 2.5721 | 2.5721
2020-10-14 01:00 | 2.465 | 2.465
2020-10-14 01:30 | 2.3578 | 2.3578
2020-10-14 02:00 | 2.2506 | 2.2506
2020-10-14 02:30 | 2.197 | 2.197
2020-10-14 03:00 | 2.2506 | 2.2506
2020-10-14 03:30 | 2.1434 | 2.1434
2020-10-14 04:00 | 2.2506 | 2.2506
2020-10-14 04:30 | 2.2506 | 2.2506
2020-10-14 05:00 | 2.197 | 2.197
2020-10-14 05:30 | 2.3042 | 2.3042
2020-10-14 06:00 | 2.465 | 2.465
2020-10-14 06:30 | 2.5185 | 2.5185
2020-10-14 07:00 | 2.5185 | 2.5185
2020-10-14 07:30 | 2.6793 | 2.6793
2020-10-14 08:00 | 2.6257 | 2.6257
2020-10-14 08:30 | 2.3578 | 2.3578
2020-10-14 09:00 | 2.3578 | 2.3578
2020-10-14 09:30 | 2.3042 | 2.3042
2020-10-14 10:00 | 2.465 | 2.465
2020-10-14 10:30 | 2.5185 | 2.5185
2020-10-14 11:00 | 2.6257 | 2.6257
2020-10-14 11:30 | 2.6257 | 2.6257
2020-10-14 12:00 | 2.9472 | 2.9472
2020-10-14 12:30 | 3.1616 | 3.1616
2020-10-14 13:00 | 3.2687 | 3.2687
2020-10-14 13:30 | 3.4831 | 3.4831
2020-10-14 14:00 | 3.8046 | 3.8046
2020-10-14 14:30 | 3.9118 | 3.9118
2020-10-14 15:00 | 3.6974 | 3.6974
2020-10-14 15:30 | 4.0189 | 4.0189
2020-10-14 16:00 | 4.0189 | 4.0189
2020-10-14 16:30 | 4.5012 | 4.5012
2020-10-14 17:00 | 4.6084 | 4.6084
2020-10-14 17:30 | 4.3941 | 4.3941
2020-10-14 18:00 | 4.5548 | 4.5548
2020-10-14 18:30 | 4.7692 | 4.7692
2020-10-14 19:00 | 4.6084 | 4.6084
2020-10-14 19:30 | 4.5012 | 4.5012
2020-10-14 20:00 | 4.3941 | 4.3941
2020-10-14 20:30 | 4.1261 | 4.1261
2020-10-14 21:00 | 3.9118 | 3.9118
2020-10-14 21:30 | 3.6974 | 3.6974
2020-10-14 22:00 | 3.5903 | 3.5903
2020-10-14 22:30 | 3.1616 | 3.1616
2020-10-14 23:00 | 3.0544 | 3.0544
2020-10-14 23:30 | 2.8401 | 2.8401
2020-10-15 | 2.7329 | 2.7329
2020-10-15 00:30 | 2.6793 | 2.6793
2020-10-15 01:00 | 2.6257 | 2.6257
2020-10-15 01:30 | 2.465 | 2.465
2020-10-15 02:00 | 2.4114 | 2.4114
2020-10-15 02:30 | 2.3578 | 2.3578
2020-10-15 03:00 | 2.3042 | 2.3042
2020-10-15 03:30 | 2.3578 | 2.3578
2020-10-15 04:00 | 2.3042 | 2.3042
2020-10-15 04:30 | 2.2506 | 2.2506
2020-10-15 05:00 | 2.3042 | 2.3042
2020-10-15 05:30 | 2.4114 | 2.4114
2020-10-15 06:00 | 2.465 | 2.465
2020-10-15 06:30 | 2.5185 | 2.5185
2020-10-15 07:00 | 2.6257 | 2.6257
2020-10-15 07:30 | 2.6793 | 2.6793
2020-10-15 08:00 | 2.6793 | 2.6793
2020-10-15 08:30 | 2.7825 | 2.7825
2020-10-15 09:00 | 2.7329 | 2.7329
2020-10-15 09:30 | 2.5185 | 2.5185
2020-10-15 10:00 | 2.7865 | 2.7865
2020-10-15 10:30 | 2.6257 | 2.6257
2020-10-15 11:00 | 2.8401 | 2.8401
2020-10-15 11:30 | 3.108 | 3.108
2020-10-15 12:00 | 3.1616 | 3.1616
2020-10-15 12:30 | 3.2687 | 3.2687
2020-10-15 13:00 | 3.3223 | 3.3223
2020-10-15 13:30 | 3.4831 | 3.4831
2020-10-15 14:00 | 3.5903 | 3.5903
2020-10-15 14:30 | 3.6974 | 3.6974
2020-10-15 15:00 | 4.0189 | 4.0189
2020-10-15 15:30 | 4.1261 | 4.1261
2020-10-15 16:00 | 4.4476 | 4.4476
2020-10-15 16:30 | 4.3405 | 4.3405
2020-10-15 17:00 | 4.5012 | 4.5012
2020-10-15 17:30 | 4.662 | 4.662
2020-10-15 18:00 | 4.6084 | 4.6084
2020-10-15 18:30 | 4.662 | 4.662
2020-10-15 19:00 | 4.6084 | 4.6084
2020-10-15 19:30 | 4.662 | 4.662
2020-10-15 20:00 | 4.3405 | 4.3405
2020-10-15 20:30 | 4.15 | 4.15
2020-10-15 21:00 | 3.6974 | 3.6974
2020-10-15 21:30 | 3.6974 | 3.6974
2020-10-15 22:00 | 3.3759 | 3.3759
2020-10-15 22:30 | 3.2687 | 3.2687
2020-10-15 23:00 | 3.0544 | 3.0544
2020-10-15 23:30 | 2.9472 | 2.9472
2020-10-16 | 2.7329 | 2.7329
2020-10-16 00:30 | 2.7329 | 2.7329
2020-10-16 01:00 | 2.5185 | 2.5185
2020-10-16 01:30 | 2.465 | 2.465
2020-10-16 02:00 | 2.5185 | 2.5185
2020-10-16 02:30 | 2.4114 | 2.4114
2020-10-16 03:00 | 2.4114 | 2.4114
2020-10-16 03:30 | 2.2506 | 2.2506
2020-10-16 04:00 | 2.3042 | 2.3042
2020-10-16 04:30 | 2.2506 | 2.2506
2020-10-16 05:00 | 2.3042 | 2.3042
2020-10-16 05:30 | 2.3578 | 2.3578
2020-10-16 06:00 | 2.5721 | 2.5721
2020-10-16 06:30 | 2.465 | 2.465
2020-10-16 07:00 | 2.6793 | 2.6793
2020-10-16 07:30 | 2.6793 | 2.6793
2020-10-16 08:00 | 2.6257 | 2.6257
2020-10-16 08:30 | 2.6257 | 2.6257
2020-10-16 09:00 | 2.5185 | 2.5185
2020-10-16 09:30 | 2.6257 | 2.6257
2020-10-16 10:00 | 2.7329 | 2.7329
2020-10-16 10:30 | 2.7329 | 2.7329
2020-10-16 11:00 | 2.8936 | 2.8936
2020-10-16 11:30 | 2.9472 | 2.9472
2020-10-16 12:00 | 3.2152 | 3.2152
2020-10-16 12:30 | 3.2687 | 3.2687
2020-10-16 13:00 | 3.4831 | 3.4831
2020-10-16 13:30 | 3.6438 | 3.6438
2020-10-16 14:00 | 3.6438 | 3.6438
2020-10-16 14:30 | 4.1261 | 4.1261
2020-10-16 15:00 | 4.1797 | 4.1797
2020-10-16 15:30 | 4.3405 | 4.3405
2020-10-16 16:00 | 4.3941 | 4.3941
2020-10-16 16:30 | 4.5548 | 4.5548
2020-10-16 17:00 | 4.5548 | 4.5548
2020-10-16 17:30 | 4.7156 | 4.7156
2020-10-16 18:00 | 4.7692 | 4.7692
2020-10-16 18:30 | 4.5548 | 4.5548
2020-10-16 19:00 | 4.662 | 4.662
2020-10-16 19:30 | 4.4476 | 4.4476
2020-10-16 20:00 | 4.3405 | 4.3405
2020-10-16 20:30 | 3.9654 | 3.9654
2020-10-16 21:00 | 3.8582 | 3.8582
2020-10-16 21:30 | 3.5903 | 3.5903
2020-10-16 22:00 | 3.4295 | 3.4295
2020-10-16 22:30 | 3.0455 | 3.0455
2020-10-16 23:00 | 2.8936 | 2.8936
2020-10-16 23:30 | 2.6793 | 2.6793
2020-10-17 | 2.5185 | 2.5185
2020-10-17 00:30 | 2.5185 | 2.5185
2020-10-17 01:00 | 2.465 | 2.465
2020-10-17 01:30 | 2.4114 | 2.4114
2020-10-17 02:00 | 2.3578 | 2.3578
2020-10-17 02:30 | 2.3578 | 2.3578
2020-10-17 03:00 | 2.3578 | 2.3578
2020-10-17 03:30 | 2.3042 | 2.3042
2020-10-17 04:00 | 2.197 | 2.197
2020-10-17 04:30 | 2.2506 | 2.2506
2020-10-17 05:00 | 2.197 | 2.197
2020-10-17 05:30 | 2.2506 | 2.2506
2020-10-17 06:00 | 2.197 | 2.197
2020-10-17 06:30 | 2.3042 | 2.3042
2020-10-17 07:00 | 2.3042 | 2.3042
2020-10-17 07:30 | 2.3578 | 2.3578
2020-10-17 08:00 | 2.3578 | 2.3578
2020-10-17 08:30 | 2.4114 | 2.4114
2020-10-17 09:00 | 2.5185 | 2.5185
2020-10-17 09:30 | 2.5721 | 2.5721
2020-10-17 10:00 | 2.6924 | 2.6924
2020-10-17 10:30 | 2.6426 | 2.6426
2020-10-17 11:00 | 2.8419 | 2.8419
2020-10-17 11:30 | 3.0504 | 3.0504
2020-10-17 12:00 | 3.108 | 3.108
2020-10-17 12:30 | 3.2525 | 3.2525
2020-10-17 13:00 | 3.3533 | 3.3533
2020-10-17 13:30 | 3.6183 | 3.6183
2020-10-17 14:00 | 3.8046 | 3.8046
2020-10-17 14:30 | 3.9118 | 3.9118
2020-10-17 15:00 | 4.0189 | 4.0189
2020-10-17 15:30 | 4.2333 | 4.2333
2020-10-17 16:00 | 4.3941 | 4.3941
2020-10-17 16:30 | 4.5548 | 4.5548
2020-10-17 17:00 | 4.7692 | 4.7692
2020-10-17 17:30 | 4.7156 | 4.7156
2020-10-17 18:00 | 4.8763 | 4.8763
2020-10-17 18:30 | 4.8763 | 4.8763
2020-10-17 19:00 | 5.0371 | 5.0371
2020-10-17 19:30 | 4.7692 | 4.7692
2020-10-17 20:00 | 4.3941 | 4.3941
2020-10-17 20:30 | 4.0725 | 4.0725
2020-10-17 21:00 | 3.8046 | 3.8046
2020-10-17 21:30 | 3.751 | 3.751
2020-10-17 22:00 | 3.4831 | 3.4831
2020-10-17 22:30 | 3.2152 | 3.2152
2020-10-17 23:00 | 2.8936 | 2.8936
2020-10-17 23:30 | 2.8401 | 2.8401
2020-10-18 | 2.6793 | 2.6793
2020-10-18 00:30 | 2.5721 | 2.5721
2020-10-18 01:00 | 2.4114 | 2.4114
2020-10-18 01:30 | 2.3578 | 2.3578
2020-10-18 02:00 | 2.197 | 2.197
2020-10-18 02:30 | 2.2506 | 2.2506
2020-10-18 03:00 | 2.1434 | 2.1434
2020-10-18 03:30 | 2.0899 | 2.0899
2020-10-18 04:00 | 2.0899 | 2.0899
2020-10-18 04:30 | 2.1434 | 2.1434
2020-10-18 05:00 | 2.197 | 2.197
2020-10-18 05:30 | 2.0899 | 2.0899
2020-10-18 06:00 | 2.0899 | 2.0899
2020-10-18 06:30 | 2.0899 | 2.0899
2020-10-18 07:00 | 2.197 | 2.197
2020-10-18 07:30 | 2.197 | 2.197
2020-10-18 08:00 | 2.3042 | 2.3042
2020-10-18 08:30 | 2.3578 | 2.3578
2020-10-18 09:00 | 2.5185 | 2.5185
2020-10-18 09:30 | 2.6257 | 2.6257
2020-10-18 10:00 | 2.7329 | 2.7329
2020-10-18 10:30 | 3.0008 | 3.0008
2020-10-18 11:00 | 3.2152 | 3.2152
2020-10-18 11:30 | 3.4831 | 3.4831
2020-10-18 12:00 | 3.6974 | 3.6974
2020-10-18 12:30 | 4.1261 | 4.1261
2020-10-18 13:00 | 4.5548 | 4.5548
2020-10-18 13:30 | 4.3405 | 4.3405
2020-10-18 14:00 | 4.4476 | 4.4476
2020-10-18 14:30 | 4.5548 | 4.5548
2020-10-18 15:00 | 5.1443 | 5.1443
2020-10-18 15:30 | 4.9835 | 4.9835
2020-10-18 16:00 | 5.0907 | 5.0907
2020-10-18 16:30 | 5.1978 | 5.1978
2020-10-18 17:00 | 5.5194 | 5.5194
2020-10-18 17:30 | 5.4122 | 5.4122
2020-10-18 18:00 | 5.4122 | 5.4122
2020-10-18 18:30 | 5.4122 | 5.4122
2020-10-18 19:00 | 5.4122 | 5.4122
2020-10-18 19:30 | 5.1978 | 5.1978
2020-10-18 20:00 | 4.9299 | 4.9299
2020-10-18 20:30 | 4.4476 | 4.4476
2020-10-18 21:00 | 4.2333 | 4.2333
2020-10-18 21:30 | 4.0189 | 4.0189
2020-10-18 22:00 | 3.8582 | 3.8582
2020-10-18 22:30 | 3.4295 | 3.4295
2020-10-18 23:00 | 3.3759 | 3.3759
2020-10-18 23:30 | 3.108 | 3.108
2020-10-19 | 3.1616 | 3.1616
2020-10-19 00:30 | 3.1616 | 3.1616
2020-10-19 01:00 | 3.0544 | 3.0544
2020-10-19 01:30 | 2.8936 | 2.8936
2020-10-19 02:00 | 2.7329 | 2.7329
2020-10-19 02:30 | 2.7329 | 2.7329
2020-10-19 03:00 | 2.6257 | 2.6257
2020-10-19 03:30 | 2.6257 | 2.6257
2020-10-19 04:00 | 2.6257 | 2.6257
2020-10-19 04:30 | 2.6793 | 2.6793
2020-10-19 05:00 | 2.7329 | 2.7329
2020-10-19 05:30 | 2.6793 | 2.6793
2020-10-19 06:00 | 2.7329 | 2.7329
2020-10-19 06:30 | 2.8401 | 2.8401
2020-10-19 07:00 | 2.8401 | 2.8401
2020-10-19 07:30 | 3.0544 | 3.0544
2020-10-19 08:00 | 3.2687 | 3.2687
2020-10-19 08:30 | 3.2687 | 3.2687
2020-10-19 09:00 | 3.2687 | 3.2687
2020-10-19 09:30 | 3.2687 | 3.2687
2020-10-19 10:00 | 3.4295 | 3.4295
2020-10-19 10:30 | 3.5367 | 3.5367
2020-10-19 11:00 | 3.6974 | 3.6974
2020-10-19 11:30 | 3.8582 | 3.8582
2020-10-19 12:00 | 4.1797 | 4.1797
2020-10-19 12:30 | 4.3405 | 4.3405
2020-10-19 13:00 | 4.3941 | 4.3941
2020-10-19 13:30 | 4.5548 | 4.5548
2020-10-19 14:00 | 4.662 | 4.662
2020-10-19 14:30 | 4.7692 | 4.7692
2020-10-19 15:00 | 4.8227 | 4.8227
2020-10-19 15:30 | 5.1978 | 5.1978
2020-10-19 16:00 | 5.5729 | 5.5729
2020-10-19 16:30 | 5.2514 | 5.2514
2020-10-19 17:00 | 5.5194 | 5.5194
2020-10-19 17:30 | 5.6265 | 5.6265
2020-10-19 18:00 | 5.6801 | 5.6801
2020-10-19 18:30 | 5.8409 | 5.8409
2020-10-19 19:00 | 5.8945 | 5.8945
2020-10-19 19:30 | 5.7337 | 5.7337
2020-10-19 20:00 | 5.5729 | 5.5729
2020-10-19 20:30 | 5.0907 | 5.0907
2020-10-19 21:00 | 4.7692 | 4.7692
2020-10-19 21:30 | 4.3405 | 4.3405
2020-10-19 22:00 | 4.1261 | 4.1261
2020-10-19 22:30 | 3.8046 | 3.8046
2020-10-19 23:00 | 3.5903 | 3.5903
2020-10-19 23:30 | 3.3759 | 3.3759
2020-10-20 | 3.1616 | 3.1616
2020-10-20 00:30 | 3.1616 | 3.1616
2020-10-20 01:00 | 2.9472 | 2.9472
2020-10-20 01:30 | 2.9472 | 2.9472
2020-10-20 02:00 | 2.8936 | 2.8936
2020-10-20 02:30 | 2.6793 | 2.6793
2020-10-20 03:00 | 2.6257 | 2.6257
2020-10-20 03:30 | 2.4115 | 2.4115
2020-10-20 04:00 | 2.4114 | 2.4114
2020-10-20 04:30 | 2.3578 | 2.3578
2020-10-20 05:00 | 2.4114 | 2.4114
2020-10-20 05:30 | 2.4114 | 2.4114
2020-10-20 06:00 | 2.5721 | 2.5721
2020-10-20 06:30 | 2.6793 | 2.6793
2020-10-20 07:00 | 2.6257 | 2.6257
2020-10-20 07:30 | 2.7329 | 2.7329
2020-10-20 08:00 | 2.8401 | 2.8401
2020-10-20 08:30 | 3.0544 | 3.0544
2020-10-20 09:00 | 2.7329 | 2.7329
2020-10-20 09:30 | 2.6793 | 2.6793
2020-10-20 10:00 | 2.8936 | 2.8936
2020-10-20 10:30 | 2.9472 | 2.9472
2020-10-20 11:00 | 3.0544 | 3.0544
2020-10-20 11:30 | 3.2687 | 3.2687
2020-10-20 12:00 | 3.6974 | 3.6974
2020-10-20 12:30 | 3.8046 | 3.8046
2020-10-20 13:00 | 4.1261 | 4.1261
2020-10-20 13:30 | 4.2333 | 4.2333
2020-10-20 14:00 | 4.4476 | 4.4476
2020-10-20 14:30 | 4.662 | 4.662
2020-10-20 15:00 | 4.7692 | 4.7692
2020-10-20 15:30 | 5.0371 | 5.0371
2020-10-20 16:00 | 5.1978 | 5.1978
2020-10-20 16:30 | 5.305 | 5.305
2020-10-20 17:00 | 5.5729 | 5.5729
2020-10-20 17:30 | 5.8409 | 5.8409
2020-10-20 18:00 | 5.8409 | 5.8409
2020-10-20 18:30 | 5.8409 | 5.8409
2020-10-20 19:00 | 5.948 | 5.948
2020-10-20 19:30 | 5.5729 | 5.5729
2020-10-20 20:00 | 5.305 | 5.305
2020-10-20 20:30 | 4.8227 | 4.8227
2020-10-20 21:00 | 4.5012 | 4.5012
2020-10-20 21:30 | 4.1261 | 4.1261
2020-10-20 22:00 | 3.9118 | 3.9118
2020-10-20 22:30 | 3.5367 | 3.5367
2020-10-20 23:00 | 3.3223 | 3.3223
2020-10-20 23:30 | 3.1616 | 3.1616
2020-10-21 | 3.0544 | 3.0544
2020-10-21 00:30 | 2.9472 | 2.9472
2020-10-21 01:00 | 2.8401 | 2.8401
2020-10-21 01:30 | 2.7865 | 2.7865
2020-10-21 02:00 | 2.7329 | 2.7329
2020-10-21 02:30 | 2.6257 | 2.6257
2020-10-21 03:00 | 2.5185 | 2.5185
2020-10-21 03:30 | 2.5185 | 2.5185
2020-10-21 04:00 | 2.465 | 2.465
2020-10-21 04:30 | 2.6257 | 2.6257
2020-10-21 05:00 | 2.6257 | 2.6257
2020-10-21 05:30 | 2.7329 | 2.7329
2020-10-21 06:00 | 2.7329 | 2.7329
2020-10-21 06:30 | 2.9472 | 2.9472
2020-10-21 07:00 | 3.0544 | 3.0544
2020-10-21 07:30 | 3.0544 | 3.0544
2020-10-21 08:00 | 3.0544 | 3.0544
2020-10-21 08:30 | 3.3759 | 3.3759
2020-10-21 09:00 | 2.9472 | 2.9472
2020-10-21 09:30 | 3.108 | 3.108
2020-10-21 10:00 | 3.3759 | 3.3759
2020-10-21 10:30 | 3.2152 | 3.2152
2020-10-21 11:00 | 3.4295 | 3.4295
2020-10-21 11:30 | 3.5903 | 3.5903
2020-10-21 12:00 | 3.8582 | 3.8582
2020-10-21 12:30 | 4.1261 | 4.1261
2020-10-21 13:00 | 4.2333 | 4.2333
2020-10-21 13:30 | 4.4476 | 4.4476
2020-10-21 14:00 | 4.5548 | 4.5548
2020-10-21 14:30 | 4.7156 | 4.7156
2020-10-21 15:00 | 4.9835 | 4.9835
2020-10-21 15:30 | 5.1978 | 5.1978
2020-10-21 16:00 | 5.4122 | 5.4122
2020-10-21 16:30 | 5.5194 | 5.5194
2020-10-21 17:00 | 5.6801 | 5.6801
2020-10-21 17:30 | 5.7873 | 5.7873
2020-10-21 18:00 | 5.7337 | 5.7337
2020-10-21 18:30 | 5.7337 | 5.7337
2020-10-21 19:00 | 5.6424 | 5.6424
2020-10-21 19:30 | 5.6801 | 5.6801
2020-10-21 20:00 | 5.305 | 5.305
2020-10-21 20:30 | 5.0907 | 5.0907
2020-10-21 21:00 | 4.662 | 4.662
2020-10-21 21:30 | 4.4911 | 4.4911
2020-10-21 22:00 | 4.0441 | 4.0441
2020-10-21 22:30 | 3.7085 | 3.7085
2020-10-21 23:00 | 3.4878 | 3.4878
2020-10-21 23:30 | 3.4198 | 3.4198
2020-10-22 | 3.1321 | 3.1321
2020-10-22 00:30 | 3.1309 | 3.1309
2020-10-22 01:00 | 2.9481 | 2.9481
2020-10-22 01:30 | 2.9298 | 2.9298
2020-10-22 02:00 | 2.7954 | 2.7954
2020-10-22 02:30 | 2.7427 | 2.7427
2020-10-22 03:00 | 2.788 | 2.788
2020-10-22 03:30 | 2.719 | 2.719
2020-10-22 04:00 | 2.74 | 2.74
2020-10-22 04:30 | 2.7182 | 2.7182
2020-10-22 05:00 | 2.8553 | 2.8553
2020-10-22 05:30 | 2.7478 | 2.7478
2020-10-22 06:00 | 2.9024 | 2.9024
2020-10-22 06:30 | 2.9356 | 2.9356
2020-10-22 07:00 | 3.0881 | 3.0881
2020-10-22 07:30 | 3.2713 | 3.2713
2020-10-22 08:00 | 3.3928 | 3.3928
2020-10-22 08:30 | 3.5346 | 3.5346
2020-10-22 09:00 | 3.7164 | 3.7164
2020-10-22 09:30 | 3.8582 | 3.8582
2020-10-22 10:00 | 3.9767 | 3.9767
2020-10-22 10:30 | 4.2134 | 4.2134
2020-10-22 11:00 | 4.3961 | 4.3961
2020-10-22 11:30 | 4.656 | 4.656
2020-10-22 12:00 | 4.641 | 4.641
2020-10-22 12:30 | 4.8703 | 4.8703
2020-10-22 13:00 | 4.9764 | 4.9764
2020-10-22 13:30 | 5.1382 | 5.1382
2020-10-22 14:00 | 5.4849 | 5.4849
2020-10-22 14:30 | 5.2875 | 5.2875
2020-10-22 15:00 | 5.3667 | 5.3667
2020-10-22 15:30 | 5.6801 | 5.6801
2020-10-22 16:00 | 5.8557 | 5.8557
2020-10-22 16:30 | 5.8347 | 5.8347
2020-10-22 17:00 | 5.1568 | 5.1568
2020-10-22 17:30 | 5.4658 | 5.4658
2020-10-22 18:00 | 5.3066 | 5.3066
2020-10-22 18:30 | 5.5859 | 5.5859
2020-10-22 19:00 | 5.5676 | 5.5676
2020-10-22 19:30 | 5.3471 | 5.3471
2020-10-22 20:00 | 5.068 | 5.068
2020-10-22 20:30 | 4.7167 | 4.7167
2020-10-22 21:00 | 4.3724 | 4.3724
2020-10-22 21:30 | 4.222 | 4.222
2020-10-22 22:00 | 3.8438 | 3.8438
2020-10-22 22:30 | 3.4487 | 3.4487
2020-10-22 23:00 | 3.2447 | 3.2447
2020-10-22 23:30 | 2.8063 | 2.8063
2020-10-23 | 2.8932 | 2.8932
2020-10-23 00:30 | 2.7329 | 2.7329
2020-10-23 01:00 | 2.5286 | 2.5286
2020-10-23 01:30 | 2.5218 | 2.5218
2020-10-23 02:00 | 2.586 | 2.586
2020-10-23 02:30 | 2.5083 | 2.5083
2020-10-23 03:00 | 2.5545 | 2.5545
2020-10-23 03:30 | 2.4534 | 2.4534
2020-10-23 04:00 | 2.4921 | 2.4921
2020-10-23 04:30 | 2.4902 | 2.4902
2020-10-23 05:00 | 2.5087 | 2.5087
2020-10-23 05:30 | 2.8121 | 2.8121
2020-10-23 06:00 | 2.8463 | 2.8463
2020-10-23 06:30 | 2.9483 | 2.9483
2020-10-23 07:00 | 2.9532 | 2.9532
2020-10-23 07:30 | 3.0929 | 3.0929
2020-10-23 08:00 | 2.991 | 2.991
2020-10-23 08:30 | 3.2687 | 3.2687
2020-10-23 09:00 | 3.0999 | 3.0999
2020-10-23 09:30 | 2.9241 | 2.9241
2020-10-23 10:00 | 3.2 | 3.2
2020-10-23 10:30 | 3.2152 | 3.2152
2020-10-23 11:00 | 3.2682 | 3.2682
2020-10-23 11:30 | 3.108 | 3.108
2020-10-23 12:00 | 3.0984 | 3.0984
2020-10-23 12:30 | 3.0549 | 3.0549
2020-10-23 13:00 | 2.8652 | 2.8652
2020-10-23 13:30 | 2.4484 | 2.4484
2020-10-23 14:00 | 2.9321 | 2.9321
2020-10-23 14:30 | 3.034 | 3.034
2020-10-23 15:00 | 3.4731 | 3.4731
2020-10-23 15:30 | 3.6666 | 3.6666
2020-10-23 16:00 | 3.2909 | 3.2909
2020-10-23 16:30 | 3.7284 | 3.7284
2020-10-23 17:00 | 3.8602 | 3.8602
2020-10-23 17:30 | 3.9791 | 3.9791
2020-10-23 18:00 | 4.1406 | 4.1406
2020-10-23 18:30 | 4.2196 | 4.2196
2020-10-23 19:00 | 4.1167 | 4.1167
2020-10-23 19:30 | 4.1043 | 4.1043
2020-10-23 20:00 | 3.9482 | 3.9482
2020-10-23 20:30 | 3.3859 | 3.3859
2020-10-23 21:00 | 3.0825 | 3.0825
2020-10-23 21:30 | 3.096 | 3.096
2020-10-23 22:00 | 2.8006 | 2.8006
2020-10-23 22:30 | 2.6775 | 2.6775
2020-10-23 23:00 | 2.5129 | 2.5129
2020-10-23 23:30 | 2.3051 | 2.3051
2020-10-24 | 2.2526 | 2.2526
2020-10-24 00:30 | 2.1682 | 2.1682
2020-10-24 01:00 | 2.0814 | 2.0814
2020-10-24 01:30 | 1.9909 | 1.9909
2020-10-24 02:00 | 2.0571 | 2.0571
2020-10-24 02:30 | 1.9857 | 1.9857
2020-10-24 03:00 | 2.0359 | 2.0359
2020-10-24 03:30 | 2.0332 | 2.0332
2020-10-24 04:00 | 1.9797 | 1.9797
2020-10-24 04:30 | 2.0731 | 2.0731
2020-10-24 05:00 | 2.1445 | 2.1445
2020-10-24 05:30 | 2.1868 | 2.1868
2020-10-24 06:00 | 2.1393 | 2.1393
2020-10-24 06:30 | 2.1655 | 2.1655
2020-10-24 07:00 | 2.2937 | 2.2937
2020-10-24 07:30 | 2.0958 | 2.0958
2020-10-24 08:00 | 2.2198 | 2.2198
2020-10-24 08:30 | 2.2656 | 2.2656
2020-10-24 09:00 | 2.5437 | 2.5437
2020-10-24 09:30 | 2.6018 | 2.6018
2020-10-24 10:00 | 2.6963 | 2.6963
2020-10-24 10:30 | 2.757 | 2.757
2020-10-24 11:00 | 2.802 | 2.802
2020-10-24 11:30 | 2.5719 | 2.5719
2020-10-24 12:00 | 3.0065 | 3.0065
2020-10-24 12:30 | 2.5185 | 2.5185
2020-10-24 13:00 | 2.8476 | 2.8476
2020-10-24 13:30 | 3.3518 | 3.3518
2020-10-24 14:00 | 3.2152 | 3.2152
2020-10-24 14:30 | 3.227 | 3.227
2020-10-24 15:00 | 3.5112 | 3.5112
2020-10-24 15:30 | 3.8046 | 3.8046
2020-10-24 16:00 | 3.8082 | 3.8082
2020-10-24 16:30 | 4.0305 | 4.0305
2020-10-24 17:00 | 4.0601 | 4.0601
2020-10-24 17:30 | 3.4958 | 3.4958
2020-10-24 18:00 | 3.7861 | 3.7861
2020-10-24 18:30 | 3.8184 | 3.8184
2020-10-24 19:00 | 3.973 | 3.973
2020-10-24 19:30 | 3.8218 | 3.8218
2020-10-24 20:00 | 3.6763 | 3.6763
2020-10-24 20:30 | 3.3657 | 3.3657
2020-10-24 21:00 | 3.269 | 3.269
2020-10-24 21:30 | 3.1875 | 3.1875
2020-10-24 22:00 | 2.9141 | 2.9141
2020-10-24 22:30 | 2.6522 | 2.6522
2020-10-24 23:00 | 2.6613 | 2.6613
2020-10-24 23:30 | 2.4559 | 2.4559
2020-10-25 | 2.3697 | 2.3697
2020-10-25 00:30 | 2.3349 | 2.3349
2020-10-25 01:00 | 2.3355 | 2.3355
2020-10-25 01:30 | 2.2164 | 2.2164
2020-10-25 02:00 | 2.2298 | 2.2298
2020-10-25 02:30 | 2.2315 | 2.2315
2020-10-25 03:00 | 2.2335 | 2.2335
2020-10-25 03:30 | 2.0975 | 2.0975
2020-10-25 04:00 | 2.0616 | 2.0616
2020-10-25 04:30 | 2.0078 | 2.0078
2020-10-25 05:00 | 2.1257 | 2.1257
2020-10-25 05:30 | 2.0043 | 2.0043
2020-10-25 06:00 | 2.0354 | 2.0354
2020-10-25 06:30 | 1.9541 | 1.9541
2020-10-25 07:00 | 2.0497 | 2.0497
2020-10-25 07:30 | 2.0421 | 2.0421
2020-10-25 08:00 | 1.9811 | 1.9811
2020-10-25 08:30 | 1.9912 | 1.9912
2020-10-25 09:00 | 2.0171 | 2.0171
2020-10-25 09:30 | 1.8876 | 1.8876
2020-10-25 10:00 | 1.983 | 1.983
2020-10-25 10:30 | 1.8773 | 1.8773
2020-10-25 11:00 | 2.0814 | 2.0814
2020-10-25 11:30 | 2.0891 | 2.0891
2020-10-25 12:00 | 2.3009 | 2.3009
2020-10-25 12:30 | 2.4862 | 2.4862
2020-10-25 13:00 | 2.5593 | 2.5593
2020-10-25 13:30 | 2.7661 | 2.7661
2020-10-25 14:00 | 2.8902 | 2.8902
2020-10-25 14:30 | 3.0761 | 3.0761
2020-10-25 15:00 | 3.262 | 3.262
2020-10-25 15:30 | 3.4479 | 3.4479
2020-10-25 16:00 | 3.5189 | 3.5189
2020-10-25 16:30 | 3.6864 | 3.6864
2020-10-25 17:00 | 3.8401 | 3.8401
2020-10-25 17:30 | 4.0107 | 4.0107
2020-10-25 18:00 | 4.0953 | 4.0953
2020-10-25 18:30 | 4.0725 | 4.0725
2020-10-25 19:00 | 4.0493 | 4.0493
2020-10-25 19:30 | 4.0189 | 4.0189
2020-10-25 20:00 | 3.7839 | 3.7839
2020-10-25 20:30 | 3.508 | 3.508
2020-10-25 21:00 | 3.2826 | 3.2826
2020-10-25 21:30 | 3.1816 | 3.1816
2020-10-25 22:00 | 2.9421 | 2.9421
2020-10-25 22:30 | 2.8401 | 2.8401
2020-10-25 23:00 | 2.5071 | 2.5071
2020-10-25 23:30 | 2.4625 | 2.4625
2020-10-26 | 2.2795 | 2.2795
2020-10-26 00:30 | 2.3008 | 2.3008
2020-10-26 01:00 | 2.2066 | 2.2066
2020-10-26 01:30 | 2.2233 | 2.2233
2020-10-26 02:00 | 2.1496 | 2.1496
2020-10-26 02:30 | 2.0706 | 2.0706
2020-10-26 03:00 | 2.0504 | 2.0504
2020-10-26 03:30 | 2.0829 | 2.0829
2020-10-26 04:00 | 2.046 | 2.046
2020-10-26 04:30 | 2.1929 | 2.1929
2020-10-26 05:00 | 2.2146 | 2.2146
2020-10-26 05:30 | 2.3663 | 2.3663
2020-10-26 06:00 | 2.2798 | 2.2798
2020-10-26 06:30 | 2.4709 | 2.4709
2020-10-26 07:00 | 2.4367 | 2.4367
2020-10-26 07:30 | 2.6335 | 2.6335
2020-10-26 08:00 | 2.4368 | 2.4368
2020-10-26 08:30 | 2.3611 | 2.3611
2020-10-26 09:00 | 2.2216 | 2.2216
2020-10-26 09:30 | 2.1288 | 2.1288
2020-10-26 10:00 | 2.164 | 2.164
2020-10-26 10:30 | 2.2043 | 2.2043
2020-10-26 11:00 | 2.3115 | 2.3115
2020-10-26 11:30 | 2.2413 | 2.2413
2020-10-26 12:00 | 2.4274 | 2.4274
2020-10-26 12:30 | 2.4765 | 2.4765
2020-10-26 13:00 | 2.6552 | 2.6552
2020-10-26 13:30 | 2.8766 | 2.8766
2020-10-26 14:00 | 2.9365 | 2.9365
2020-10-26 14:30 | 3.1621 | 3.1621
2020-10-26 15:00 | 3.2806 | 3.2806
2020-10-26 15:30 | 3.5696 | 3.5696
2020-10-26 16:00 | 3.9587 | 3.9587
2020-10-26 16:30 | 3.6234 | 3.6234
2020-10-26 17:00 | 3.8922 | 3.8922
2020-10-26 17:30 | 3.5951 | 3.5951
2020-10-26 18:00 | 3.7393 | 3.7393
2020-10-26 18:30 | 3.6674 | 3.6674
2020-10-26 19:00 | 3.7628 | 3.7628
2020-10-26 19:30 | 3.5769 | 3.5769
2020-10-26 20:00 | 3.2989 | 3.2989
2020-10-26 20:30 | 3.1139 | 3.1139
2020-10-26 21:00 | 2.971 | 2.971
2020-10-26 21:30 | 2.9141 | 2.9141
2020-10-26 22:00 | 2.7882 | 2.7882
2020-10-26 22:30 | 2.53 | 2.53
2020-10-26 23:00 | 2.307 | 2.307
2020-10-26 23:30 | 2.2376 | 2.2376
2020-10-27 | 2.0695 | 2.0695
2020-10-27 00:30 | 2.1435 | 2.1435
2020-10-27 01:00 | 1.9735 | 1.9735
2020-10-27 01:30 | 1.9937 | 1.9937
2020-10-27 02:00 | 1.9815 | 1.9815
2020-10-27 02:30 | 2.0321 | 2.0321
2020-10-27 03:00 | 1.8888 | 1.8888
2020-10-27 03:30 | 1.8774 | 1.8774
2020-10-27 04:00 | 1.889 | 1.889
2020-10-27 04:30 | 1.8837 | 1.8837
2020-10-27 05:00 | 2.0569 | 2.0569
2020-10-27 05:30 | 2.1024 | 2.1024
2020-10-27 06:00 | 2.2929 | 2.2929
2020-10-27 06:30 | 2.3539 | 2.3539
2020-10-27 07:00 | 2.3162 | 2.3162
2020-10-27 07:30 | 2.5692 | 2.5692
2020-10-27 08:00 | 2.3227 | 2.3227
2020-10-27 08:30 | 2.3532 | 2.3532
2020-10-27 09:00 | 2.1539 | 2.1539
2020-10-27 09:30 | 2.104 | 2.104
2020-10-27 10:00 | 2.2494 | 2.2494
2020-10-27 10:30 | 2.2342 | 2.2342
2020-10-27 11:00 | 2.3511 | 2.3511
2020-10-27 11:30 | 2.2751 | 2.2751
2020-10-27 12:00 | 2.5693 | 2.5693
2020-10-27 12:30 | 2.824 | 2.824
2020-10-27 13:00 | 2.7661 | 2.7661
2020-10-27 13:30 | 2.8353 | 2.8353
2020-10-27 14:00 | 2.9291 | 2.9291
2020-10-27 14:30 | 3.0771 | 3.0771
2020-10-27 15:00 | 3.2139 | 3.2139
2020-10-27 15:30 | 3.5001 | 3.5001
2020-10-27 16:00 | 3.6436 | 3.6436
2020-10-27 16:30 | 3.741 | 3.741
2020-10-27 17:00 | 3.8246 | 3.8246
2020-10-27 17:30 | 4.065 | 4.065
2020-10-27 18:00 | 4.0574 | 4.0574
2020-10-27 18:30 | 4.0604 | 4.0604
2020-10-27 19:00 | 4.0263 | 4.0263
2020-10-27 19:30 | 3.9068 | 3.9068
2020-10-27 20:00 | 3.7629 | 3.7629
2020-10-27 20:30 | 3.5556 | 3.5556
2020-10-27 21:00 | 3.3576 | 3.3576
2020-10-27 21:30 | 3.2647 | 3.2647
2020-10-27 22:00 | 2.9361 | 2.9361
2020-10-27 22:30 | 2.7329 | 2.7329
2020-10-27 23:00 | 2.5467 | 2.5467
2020-10-27 23:30 | 2.4114 | 2.4114
2020-10-28 | 2.2856 | 2.2856
2020-10-28 00:30 | 2.2149 | 2.2149
2020-10-28 01:00 | 2.1309 | 2.1309
2020-10-28 01:30 | 2.1008 | 2.1008
2020-10-28 02:00 | 2.0144 | 2.0144
2020-10-28 02:30 | 1.9882 | 1.9882
2020-10-28 03:00 | 1.944 | 1.944
2020-10-28 03:30 | 1.9035 | 1.9035
2020-10-28 04:00 | 1.8356 | 1.8356
2020-10-28 04:30 | 1.9204 | 1.9204
2020-10-28 05:00 | 2.0013 | 2.0013
2020-10-28 05:30 | 2.0189 | 2.0189
2020-10-28 06:00 | 2.1472 | 2.1472
2020-10-28 06:30 | 2.1711 | 2.1711
2020-10-28 07:00 | 2.3801 | 2.3801
2020-10-28 07:30 | 2.3105 | 2.3105
2020-10-28 08:00 | 2.2402 | 2.2402
2020-10-28 08:30 | 2.038 | 2.038
2020-10-28 09:00 | 2.091 | 2.091
2020-10-28 09:30 | 2.0934 | 2.0934
2020-10-28 10:00 | 2.054 | 2.054
2020-10-28 10:30 | 2.1909 | 2.1909
2020-10-28 11:00 | 2.1507 | 2.1507
2020-10-28 11:30 | 2.3779 | 2.3779
2020-10-28 12:00 | 2.4685 | 2.4685
2020-10-28 12:30 | 2.6077 | 2.6077
2020-10-28 13:00 | 2.7077 | 2.7077
2020-10-28 13:30 | 2.7154 | 2.7154
2020-10-28 14:00 | 2.8719 | 2.8719
2020-10-28 14:30 | 2.9165 | 2.9165
2020-10-28 15:00 | 3.1317 | 3.1317
2020-10-28 15:30 | 3.4402 | 3.4402
2020-10-28 16:00 | 3.4105 | 3.4105
2020-10-28 16:30 | 3.6751 | 3.6751
2020-10-28 17:00 | 3.6603 | 3.6603
2020-10-28 17:30 | 3.8796 | 3.8796
2020-10-28 18:00 | 3.8972 | 3.8972
2020-10-28 18:30 | 4.0333 | 4.0333
2020-10-28 19:00 | 3.9184 | 3.9184
2020-10-28 19:30 | 3.8694 | 3.8694
2020-10-28 20:00 | 3.469 | 3.469
2020-10-28 20:30 | 3.3997 | 3.3997
2020-10-28 21:00 | 3.0736 | 3.0736
2020-10-28 21:30 | 2.9247 | 2.9247
2020-10-28 22:00 | 2.7344 | 2.7344
2020-10-28 22:30 | 2.4624 | 2.4624
2020-10-28 23:00 | 2.4352 | 2.4352
2020-10-28 23:30 | 2.1039 | 2.1039
2020-10-29 | 2.0353 | 2.0353
2020-10-29 00:30 | 2.0068 | 2.0068
2020-10-29 01:00 | 1.9361 | 1.9361
2020-10-29 01:30 | 1.8011 | 1.8011
2020-10-29 02:00 | 1.905 | 1.905
2020-10-29 02:30 | 1.7996 | 1.7996
2020-10-29 03:00 | 1.7876 | 1.7876
2020-10-29 03:30 | 1.7258 | 1.7258
2020-10-29 04:00 | 1.8147 | 1.8147
2020-10-29 04:30 | 1.7976 | 1.7976
2020-10-29 05:00 | 1.8806 | 1.8806
2020-10-29 05:30 | 1.9628 | 1.9628
2020-10-29 06:00 | 2.1902 | 2.1902
2020-10-29 06:30 | 2.2534 | 2.2534
2020-10-29 07:00 | 2.2455 | 2.2455
2020-10-29 07:30 | 2.3492 | 2.3492
2020-10-29 08:00 | 2.0938 | 2.0938
2020-10-29 08:30 | 2.2099 | 2.2099
2020-10-29 09:00 | 2.2399 | 2.2399
2020-10-29 09:30 | 2.0497 | 2.0497
2020-10-29 10:00 | 2.1104 | 2.1104
2020-10-29 10:30 | 2.2357 | 2.2357
2020-10-29 11:00 | 2.2516 | 2.2516
2020-10-29 11:30 | 2.3888 | 2.3888
2020-10-29 12:00 | 2.5721 | 2.5721
2020-10-29 12:30 | 2.6257 | 2.6257
2020-10-29 13:00 | 2.8936 | 2.8936
2020-10-29 13:30 | 3.0008 | 3.0008
2020-10-29 14:00 | 3.108 | 3.108
2020-10-29 14:30 | 3.4295 | 3.4295
2020-10-29 15:00 | 3.5367 | 3.5367
2020-10-29 15:30 | 3.751 | 3.751
2020-10-29 16:00 | 3.9118 | 3.9118
2020-10-29 16:30 | 4.0725 | 4.0725
2020-10-29 17:00 | 4.3405 | 4.3405
2020-10-29 17:30 | 4.2333 | 4.2333
2020-10-29 18:00 | 4.3405 | 4.3405
2020-10-29 18:30 | 4.3405 | 4.3405
2020-10-29 19:00 | 4.3405 | 4.3405
2020-10-29 19:30 | 4.0725 | 4.0725
2020-10-29 20:00 | 3.8046 | 3.8046
2020-10-29 20:30 | 3.4831 | 3.4831
2020-10-29 21:00 | 3.2152 | 3.2152
2020-10-29 21:30 | 3.1589 | 3.1589
2020-10-29 22:00 | 2.8936 | 2.8936
2020-10-29 22:30 | 2.465 | 2.465
2020-10-29 23:00 | 2.3578 | 2.3578
2020-10-29 23:30 | 2.197 | 2.197
2020-10-30 | 2.0363 | 2.0363
2020-10-30 00:30 | 2.0899 | 2.0899
2020-10-30 01:00 | 1.8755 | 1.8755
2020-10-30 01:30 | 1.9827 | 1.9827
2020-10-30 02:00 | 1.8219 | 1.8219
2020-10-30 02:30 | 1.8219 | 1.8219
2020-10-30 03:00 | 1.8219 | 1.8219
2020-10-30 03:30 | 1.8755 | 1.8755
2020-10-30 04:00 | 1.7148 | 1.7148
2020-10-30 04:30 | 1.7683 | 1.7683
2020-10-30 05:00 | 1.8755 | 1.8755
2020-10-30 05:30 | 1.9291 | 1.9291
2020-10-30 06:00 | 2.1434 | 2.1434
2020-10-30 06:30 | 2.1434 | 2.1434
2020-10-30 07:00 | 2.3042 | 2.3042
2020-10-30 07:30 | 2.2533 | 2.2533
2020-10-30 08:00 | 2.2506 | 2.2506
2020-10-30 08:30 | 2.3042 | 2.3042
2020-10-30 09:00 | 2.465 | 2.465
2020-10-30 09:30 | 2.3578 | 2.3578
2020-10-30 10:00 | 2.5185 | 2.5185
2020-10-30 10:30 | 2.7329 | 2.7329
2020-10-30 11:00 | 2.8401 | 2.8401
2020-10-30 11:30 | 3.1076 | 3.1076
2020-10-30 12:00 | 3.3223 | 3.3223
2020-10-30 12:30 | 3.5367 | 3.5367
2020-10-30 13:00 | 3.8046 | 3.8046
2020-10-30 13:30 | 4.0189 | 4.0189
2020-10-30 14:00 | 4.1261 | 4.1261
2020-10-30 14:30 | 4.3405 | 4.3405
2020-10-30 15:00 | 4.3405 | 4.3405
2020-10-30 15:30 | 4.7156 | 4.7156
2020-10-30 16:00 | 4.7692 | 4.7692
2020-10-30 16:30 | 4.8763 | 4.8763
2020-10-30 17:00 | 5.0907 | 5.0907
2020-10-30 17:30 | 5.0907 | 5.0907
2020-10-30 18:00 | 5.1978 | 5.1978
2020-10-30 18:30 | 4.9835 | 4.9835
2020-10-30 19:00 | 4.8227 | 4.8227
2020-10-30 19:30 | 4.662 | 4.662
2020-10-30 20:00 | 4.5012 | 4.5012
2020-10-30 20:30 | 4.2333 | 4.2333
2020-10-30 21:00 | 4.0189 | 4.0189
2020-10-30 21:30 | 3.8124 | 3.8124
2020-10-30 22:00 | 3.6974 | 3.6974
2020-10-30 22:30 | 3.3223 | 3.3223
2020-10-30 23:00 | 3.0544 | 3.0544
2020-10-30 23:30 | 2.9472 | 2.9472
2020-10-31 | 2.679 | 2.679
2020-10-31 00:30 | 2.5721 | 2.5721
2020-10-31 01:00 | 2.4114 | 2.4114
2020-10-31 01:30 | 2.3042 | 2.3042
2020-10-31 02:00 | 2.197 | 2.197
2020-10-31 02:30 | 2.3042 | 2.3042
2020-10-31 03:00 | 2.0899 | 2.0899
2020-10-31 03:30 | 2.197 | 2.197
2020-10-31 04:00 | 1.9827 | 1.9827
2020-10-31 04:30 | 2.0899 | 2.0899
2020-10-31 05:00 | 2.0363 | 2.0363
2020-10-31 05:30 | 2.1434 | 2.1434
2020-10-31 06:00 | 1.9827 | 1.9827
2020-10-31 06:30 | 2.0363 | 2.0363
2020-10-31 07:00 | 2.0363 | 2.0363
2020-10-31 07:30 | 2.0899 | 2.0899
2020-10-31 08:00 | 2.1434 | 2.1434
2020-10-31 08:30 | 2.0899 | 2.0899
2020-10-31 09:00 | 2.197 | 2.197
2020-10-31 09:30 | 2.1434 | 2.1434
2020-10-31 10:00 | 2.197 | 2.197
2020-10-31 10:30 | 2.2506 | 2.2506
2020-10-31 11:00 | 2.197 | 2.197
2020-10-31 11:30 | 2.465 | 2.465
2020-10-31 12:00 | 2.3578 | 2.3578
2020-10-31 12:30 | 2.5185 | 2.5185
2020-10-31 13:00 | 2.6257 | 2.6257
2020-10-31 13:30 | 2.7865 | 2.7865
2020-10-31 14:00 | 2.8401 | 2.8401
2020-10-31 14:30 | 3.0544 | 3.0544
2020-10-31 15:00 | 3.2687 | 3.2687
2020-10-31 15:30 | 3.3759 | 3.3759
2020-10-31 16:00 | 3.5903 | 3.5903
2020-10-31 16:30 | 3.6974 | 3.6974
2020-10-31 17:00 | 3.9654 | 3.9654
2020-10-31 17:30 | 4.1261 | 4.1261
2020-10-31 18:00 | 4.2333 | 4.2333
2020-10-31 18:30 | 4.2333 | 4.2333
2020-10-31 19:00 | 4.1261 | 4.1261
2020-10-31 19:30 | 4.0189 | 4.0189
2020-10-31 20:00 | 3.6974 | 3.6974
2020-10-31 20:30 | 3.5903 | 3.5903
2020-10-31 21:00 | 3.2687 | 3.2687
2020-10-31 21:30 | 3.2152 | 3.2152
2020-10-31 22:00 | 3.108 | 3.108
2020-10-31 22:30 | 2.7865 | 2.7865
2020-10-31 23:00 | 2.6257 | 2.6257
2020-10-31 23:30 | 2.465 | 2.465
2020-11-01 | 2.4114 | 2.4114
2020-11-01 00:30 | 2.3042 | 2.3042
2020-11-01 01:00 | 2.3042 | 2.3042
2020-11-01 01:30 | 2.197 | 2.197
2020-11-01 02:00 | 2.2506 | 2.2506
2020-11-01 02:30 | 2.0899 | 2.0899
2020-11-01 03:00 | 2.1434 | 2.1434
2020-11-01 03:30 | 1.9827 | 1.9827
2020-11-01 04:00 | 1.9827 | 1.9827
2020-11-01 04:30 | 1.9827 | 1.9827
2020-11-01 05:00 | 2.0363 | 2.0363
2020-11-01 05:30 | 2.0363 | 2.0363
2020-11-01 06:00 | 1.9291 | 1.9291
2020-11-01 06:30 | 1.9291 | 1.9291
2020-11-01 07:00 | 2.0363 | 2.0363
2020-11-01 07:30 | 2.3042 | 2.3042
2020-11-01 08:00 | 2.2506 | 2.2506
2020-11-01 08:30 | 2.3578 | 2.3578
2020-11-01 09:00 | 2.3578 | 2.3578
2020-11-01 09:30 | 2.3578 | 2.3578
2020-11-01 10:00 | 2.5721 | 2.5721
2020-11-01 10:30 | 2.6257 | 2.6257
2020-11-01 11:00 | 2.9472 | 2.9472
2020-11-01 11:30 | 2.939 | 2.939
2020-11-01 12:00 | 3.2152 | 3.2152
2020-11-01 12:30 | 3.3759 | 3.3759
2020-11-01 13:00 | 3.6438 | 3.6438
2020-11-01 13:30 | 3.8582 | 3.8582
2020-11-01 14:00 | 3.9118 | 3.9118
2020-11-01 14:30 | 4.0725 | 4.0725
2020-11-01 15:00 | 4.2333 | 4.2333
2020-11-01 15:30 | 4.2333 | 4.2333
2020-11-01 16:00 | 4.5548 | 4.5548
2020-11-01 16:30 | 4.5012 | 4.5012
2020-11-01 17:00 | 4.7692 | 4.7692
2020-11-01 17:30 | 4.7738 | 4.7738
2020-11-01 18:00 | 5.0907 | 5.0907
2020-11-01 18:30 | 4.8763 | 4.8763
2020-11-01 19:00 | 4.8227 | 4.8227
2020-11-01 19:30 | 4.6084 | 4.6084
2020-11-01 20:00 | 4.2869 | 4.2869
2020-11-01 20:30 | 3.9654 | 3.9654
2020-11-01 21:00 | 3.4295 | 3.4295
2020-11-01 21:30 | 3.4295 | 3.4295
2020-11-01 22:00 | 3.1616 | 3.1616
2020-11-01 22:30 | 2.9027 | 2.9027
2020-11-01 23:00 | 2.5721 | 2.5721
2020-11-01 23:30 | 2.5185 | 2.5185
2020-11-02 | 2.3042 | 2.3042
2020-11-02 00:30 | 2.3578 | 2.3578
2020-11-02 01:00 | 2.197 | 2.197
2020-11-02 01:30 | 2.1434 | 2.1434
2020-11-02 02:00 | 2.0899 | 2.0899
2020-11-02 02:30 | 2.0363 | 2.0363
2020-11-02 03:00 | 1.9827 | 1.9827
2020-11-02 03:30 | 2.0363 | 2.0363
2020-11-02 04:00 | 1.8755 | 1.8755
2020-11-02 04:30 | 1.8755 | 1.8755
2020-11-02 05:00 | 2.197 | 2.197
2020-11-02 05:30 | 2.197 | 2.197
2020-11-02 06:00 | 2.2506 | 2.2506
2020-11-02 06:30 | 2.3578 | 2.3578
2020-11-02 07:00 | 2.6257 | 2.6257
2020-11-02 07:30 | 2.5721 | 2.5721
2020-11-02 08:00 | 2.8401 | 2.8401
2020-11-02 08:30 | 2.8401 | 2.8401
2020-11-02 09:00 | 2.9472 | 2.9472
2020-11-02 09:30 | 2.8936 | 2.8936
2020-11-02 10:00 | 3.0008 | 3.0008
2020-11-02 10:30 | 3.3223 | 3.3223
2020-11-02 11:00 | 3.2687 | 3.2687
2020-11-02 11:30 | 3.4831 | 3.4831
2020-11-02 12:00 | 3.5903 | 3.5903
2020-11-02 12:30 | 3.9118 | 3.9118
2020-11-02 13:00 | 3.9238 | 3.9238
2020-11-02 13:30 | 4.2333 | 4.2333
2020-11-02 14:00 | 4.3405 | 4.3405
2020-11-02 14:30 | 4.3405 | 4.3405
2020-11-02 15:00 | 4.6084 | 4.6084
2020-11-02 15:30 | 4.7156 | 4.7156
2020-11-02 16:00 | 4.9835 | 4.9835
2020-11-02 16:30 | 5.0907 | 5.0907
2020-11-02 17:00 | 5.0907 | 5.0907
2020-11-02 17:30 | 5.305 | 5.305
2020-11-02 18:00 | 5.3586 | 5.3586
2020-11-02 18:30 | 5.3586 | 5.3586
2020-11-02 19:00 | 5.1978 | 5.1978
2020-11-02 19:30 | 5.0907 | 5.0907
2020-11-02 20:00 | 4.7156 | 4.7156
2020-11-02 20:30 | 4.2333 | 4.2333
2020-11-02 21:00 | 3.751 | 3.751
2020-11-02 21:30 | 3.5903 | 3.5903
2020-11-02 22:00 | 3.3223 | 3.3223
2020-11-02 22:30 | 3.0544 | 3.0544
2020-11-02 23:00 | 2.8401 | 2.8401
2020-11-02 23:30 | 2.7329 | 2.7329
2020-11-03 | 2.5185 | 2.5185
2020-11-03 00:30 | 2.5185 | 2.5185
2020-11-03 01:00 | 2.3578 | 2.3578
2020-11-03 01:30 | 2.3042 | 2.3042
2020-11-03 02:00 | 2.3042 | 2.3042
2020-11-03 02:30 | 2.2506 | 2.2506
2020-11-03 03:00 | 2.3042 | 2.3042
2020-11-03 03:30 | 2.3578 | 2.3578
2020-11-03 04:00 | 2.465 | 2.465
2020-11-03 04:30 | 2.465 | 2.465
2020-11-03 05:00 | 2.5185 | 2.5185
2020-11-03 05:30 | 2.6257 | 2.6257
2020-11-03 06:00 | 2.6793 | 2.6793
2020-11-03 06:30 | 2.8401 | 2.8401
2020-11-03 07:00 | 2.8401 | 2.8401
2020-11-03 07:30 | 3.0544 | 3.0544
2020-11-03 08:00 | 3.0544 | 3.0544
2020-11-03 08:30 | 3.1616 | 3.1616
2020-11-03 09:00 | 3.2687 | 3.2687
2020-11-03 09:30 | 3.1616 | 3.1616
2020-11-03 10:00 | 3.4831 | 3.4831
2020-11-03 10:30 | 3.5903 | 3.5903
2020-11-03 11:00 | 3.751 | 3.751
2020-11-03 11:30 | 3.751 | 3.751
2020-11-03 12:00 | 4.2333 | 4.2333
2020-11-03 12:30 | 4.3405 | 4.3405
2020-11-03 13:00 | 4.3941 | 4.3941
2020-11-03 13:30 | 4.662 | 4.662
2020-11-03 14:00 | 4.5548 | 4.5548
2020-11-03 14:30 | 4.9835 | 4.9835
2020-11-03 15:00 | 4.9835 | 4.9835
2020-11-03 15:30 | 5.2514 | 5.2514
2020-11-03 16:00 | 5.305 | 5.305
2020-11-03 16:30 | 5.4658 | 5.4658
2020-11-03 17:00 | 5.7337 | 5.7337
2020-11-03 17:30 | 5.6917 | 5.6917
2020-11-03 18:00 | 5.8409 | 5.8409
2020-11-03 18:30 | 5.7873 | 5.7873
2020-11-03 19:00 | 5.6265 | 5.6265
2020-11-03 19:30 | 5.5729 | 5.5729
2020-11-03 20:00 | 5.1443 | 5.1443
2020-11-03 20:30 | 4.9835 | 4.9835
2020-11-03 21:00 | 4.6084 | 4.6084
2020-11-03 21:30 | 4.2333 | 4.2333
2020-11-03 22:00 | 3.8582 | 3.8582
2020-11-03 22:30 | 3.4295 | 3.4295
2020-11-03 23:00 | 3.2687 | 3.2687
2020-11-03 23:30 | 2.9472 | 2.9472
2020-11-04 | 2.8936 | 2.8936
2020-11-04 00:30 | 2.7329 | 2.7329
2020-11-04 01:00 | 2.7329 | 2.7329
2020-11-04 01:30 | 2.6793 | 2.6793
2020-11-04 02:00 | 2.7329 | 2.7329
2020-11-04 02:30 | 2.7329 | 2.7329
2020-11-04 03:00 | 2.5721 | 2.5721
2020-11-04 03:30 | 2.6257 | 2.6257
2020-11-04 04:00 | 2.6257 | 2.6257
2020-11-04 04:30 | 2.6257 | 2.6257
2020-11-04 05:00 | 2.6793 | 2.6793
2020-11-04 05:30 | 2.7329 | 2.7329
2020-11-04 06:00 | 2.8401 | 2.8401
2020-11-04 06:30 | 2.9472 | 2.9472
2020-11-04 07:00 | 3.0544 | 3.0544
2020-11-04 07:30 | 3.1616 | 3.1616
2020-11-04 08:00 | 3.4831 | 3.4831
2020-11-04 08:30 | 3.3223 | 3.3223
2020-11-04 09:00 | 3.5903 | 3.5903
2020-11-04 09:30 | 3.4831 | 3.4831
2020-11-04 10:00 | 3.751 | 3.751
2020-11-04 10:30 | 3.8046 | 3.8046
2020-11-04 11:00 | 3.9654 | 3.9654
2020-11-04 11:30 | 4.1261 | 4.1261
2020-11-04 12:00 | 4.2333 | 4.2333
2020-11-04 12:30 | 4.5548 | 4.5548
2020-11-04 13:00 | 4.6084 | 4.6084
2020-11-04 13:30 | 4.8227 | 4.8227
2020-11-04 14:00 | 4.9835 | 4.9835
2020-11-04 14:30 | 5.0371 | 5.0371
2020-11-04 15:00 | 5.305 | 5.305
2020-11-04 15:30 | 5.4658 | 5.4658
2020-11-04 16:00 | 5.6265 | 5.6265
2020-11-04 16:30 | 5.833 | 5.833
2020-11-04 17:00 | 5.8409 | 5.8409
2020-11-04 17:30 | 6.053 | 6.053
2020-11-04 18:00 | 6.0552 | 6.0552
2020-11-04 18:30 | 6.1088 | 6.1088
2020-11-04 19:00 | 6.0016 | 6.0016
2020-11-04 19:30 | 5.8945 | 5.8945
2020-11-04 20:00 | 5.4658 | 5.4658
2020-11-04 20:30 | 5.1443 | 5.1443
2020-11-04 21:00 | 4.7692 | 4.7692
2020-11-04 21:30 | 4.4476 | 4.4476
2020-11-04 22:00 | 3.9654 | 3.9654
2020-11-04 22:30 | 3.6974 | 3.6974
2020-11-04 23:00 | 3.3759 | 3.3759
2020-11-04 23:30 | 3.2687 | 3.2687
2020-11-05 | 3.1616 | 3.1616
2020-11-05 00:30 | 3.0635 | 3.0635
2020-11-05 01:00 | 2.9472 | 2.9472
2020-11-05 01:30 | 2.8401 | 2.8401
2020-11-05 02:00 | 2.7865 | 2.7865
2020-11-05 02:30 | 2.6793 | 2.6793
2020-11-05 03:00 | 2.6793 | 2.6793
2020-11-05 03:30 | 2.5721 | 2.5721
2020-11-05 04:00 | 2.6257 | 2.6257
2020-11-05 04:30 | 2.5185 | 2.5185
2020-11-05 05:00 | 2.6793 | 2.6793
2020-11-05 05:30 | 2.5185 | 2.5185
2020-11-05 06:00 | 2.7865 | 2.7865
2020-11-05 06:30 | 2.9472 | 2.9472
2020-11-05 07:00 | 3.0544 | 3.0544
2020-11-05 07:30 | 3.3759 | 3.3759
2020-11-05 08:00 | 3.5903 | 3.5903
2020-11-05 08:30 | 3.6438 | 3.6438
2020-11-05 09:00 | 3.8046 | 3.8046
2020-11-05 09:30 | 3.6438 | 3.6438
2020-11-05 10:00 | 3.9118 | 3.9118
2020-11-05 10:30 | 4.0189 | 4.0189
2020-11-05 11:00 | 4.2869 | 4.2869
2020-11-05 11:30 | 4.5012 | 4.5012
2020-11-05 12:00 | 4.8763 | 4.8763
2020-11-05 12:30 | 4.9835 | 4.9835
2020-11-05 13:00 | 5.0907 | 5.0907
2020-11-05 13:30 | 5.305 | 5.305
2020-11-05 14:00 | 5.4122 | 5.4122
2020-11-05 14:30 | 5.5716 | 5.5716
2020-11-05 15:00 | 5.6265 | 5.6265
2020-11-05 15:30 | 5.8409 | 5.8409
2020-11-05 16:00 | 5.948 | 5.948
2020-11-05 16:30 | 6.0016 | 6.0016
2020-11-05 17:00 | 6.0552 | 6.0552
2020-11-05 17:30 | 6.3767 | 6.3767
2020-11-05 18:00 | 6.3767 | 6.3767
2020-11-05 18:30 | 6.3767 | 6.3767
2020-11-05 19:00 | 6.216 | 6.216
2020-11-05 19:30 | 6.1088 | 6.1088
2020-11-05 20:00 | 5.8409 | 5.8409
2020-11-05 20:30 | 5.4684 | 5.4684
2020-11-05 21:00 | 5.0907 | 5.0907
2020-11-05 21:30 | 4.7692 | 4.7692
2020-11-05 22:00 | 4.5012 | 4.5012
2020-11-05 22:30 | 4.1261 | 4.1261
2020-11-05 23:00 | 3.9118 | 3.9118
2020-11-05 23:30 | 3.6974 | 3.6974
2020-11-06 | 3.5903 | 3.5903
2020-11-06 00:30 | 3.2687 | 3.2687
2020-11-06 01:00 | 3.2152 | 3.2152
2020-11-06 01:30 | 3.0544 | 3.0544
2020-11-06 02:00 | 2.9472 | 2.9472
2020-11-06 02:30 | 2.9472 | 2.9472
2020-11-06 03:00 | 2.7329 | 2.7329
2020-11-06 03:30 | 2.7329 | 2.7329
2020-11-06 04:00 | 2.6257 | 2.6257
2020-11-06 04:30 | 2.6257 | 2.6257
2020-11-06 05:00 | 2.6257 | 2.6257
2020-11-06 05:30 | 2.5721 | 2.5721
2020-11-06 06:00 | 2.5721 | 2.5721
2020-11-06 06:30 | 2.7329 | 2.7329
2020-11-06 07:00 | 2.8401 | 2.8401
2020-11-06 07:30 | 2.8936 | 2.8936
2020-11-06 08:00 | 2.9472 | 2.9472
2020-11-06 08:30 | 2.8401 | 2.8401
2020-11-06 09:00 | 2.7865 | 2.7865
2020-11-06 09:30 | 2.8401 | 2.8401
2020-11-06 10:00 | 2.8401 | 2.8401
2020-11-06 10:30 | 2.9472 | 2.9472
2020-11-06 11:00 | 2.9472 | 2.9472
2020-11-06 11:30 | 3.1616 | 3.1616
2020-11-06 12:00 | 3.3759 | 3.3759
2020-11-06 12:30 | 3.6974 | 3.6974
2020-11-06 13:00 | 3.6974 | 3.6974
2020-11-06 13:30 | 4.0189 | 4.0189
2020-11-06 14:00 | 4.2333 | 4.2333
2020-11-06 14:30 | 4.4476 | 4.4476
2020-11-06 15:00 | 4.6084 | 4.6084
2020-11-06 15:30 | 4.662 | 4.662
2020-11-06 16:00 | 4.9835 | 4.9835
2020-11-06 16:30 | 4.9299 | 4.9299
2020-11-06 17:00 | 4.9835 | 4.9835
2020-11-06 17:30 | 5.0907 | 5.0907
2020-11-06 18:00 | 4.9835 | 4.9835
2020-11-06 18:30 | 4.9835 | 4.9835
2020-11-06 19:00 | 4.7692 | 4.7692
2020-11-06 19:30 | 4.662 | 4.662
2020-11-06 20:00 | 4.5548 | 4.5548
2020-11-06 20:30 | 4.1797 | 4.1797
2020-11-06 21:00 | 3.9118 | 3.9118
2020-11-06 21:30 | 3.6438 | 3.6438
2020-11-06 22:00 | 3.3759 | 3.3759
2020-11-06 22:30 | 3.108 | 3.108
2020-11-06 23:00 | 2.8936 | 2.8936
2020-11-06 23:30 | 2.6793 | 2.6793
2020-11-07 | 2.5185 | 2.5185
2020-11-07 00:30 | 2.5721 | 2.5721
2020-11-07 01:00 | 2.3042 | 2.3042
2020-11-07 01:30 | 2.2506 | 2.2506
2020-11-07 02:00 | 2.2506 | 2.2506
2020-11-07 02:30 | 2.197 | 2.197
2020-11-07 03:00 | 2.1434 | 2.1434
2020-11-07 03:30 | 2.0899 | 2.0899
2020-11-07 04:00 | 2.0899 | 2.0899
2020-11-07 04:30 | 2.1434 | 2.1434
2020-11-07 05:00 | 2.197 | 2.197
2020-11-07 05:30 | 2.197 | 2.197
2020-11-07 06:00 | 2.0899 | 2.0899
2020-11-07 06:30 | 2.197 | 2.197
2020-11-07 07:00 | 2.0899 | 2.0899
2020-11-07 07:30 | 2.2506 | 2.2506
2020-11-07 08:00 | 2.3042 | 2.3042
2020-11-07 08:30 | 2.4114 | 2.4114
2020-11-07 09:00 | 2.5185 | 2.5185
2020-11-07 09:30 | 2.5185 | 2.5185
2020-11-07 10:00 | 2.7329 | 2.7329
2020-11-07 10:30 | 2.9472 | 2.9472
2020-11-07 11:00 | 2.9472 | 2.9472
2020-11-07 11:30 | 3.0544 | 3.0544
2020-11-07 12:00 | 3.2687 | 3.2687
2020-11-07 12:30 | 3.2687 | 3.2687
2020-11-07 13:00 | 3.4831 | 3.4831
2020-11-07 13:30 | 3.6974 | 3.6974
2020-11-07 14:00 | 3.9118 | 3.9118
2020-11-07 14:30 | 4.1261 | 4.1261
2020-11-07 15:00 | 4.1797 | 4.1797
2020-11-07 15:30 | 4.4476 | 4.4476
2020-11-07 16:00 | 4.5548 | 4.5548
2020-11-07 16:30 | 4.7156 | 4.7156
2020-11-07 17:00 | 4.7692 | 4.7692
2020-11-07 17:30 | 4.8763 | 4.8763
2020-11-07 18:00 | 4.9835 | 4.9835
2020-11-07 18:30 | 4.9835 | 4.9835
2020-11-07 19:00 | 4.8763 | 4.8763
2020-11-07 19:30 | 4.7692 | 4.7692
2020-11-07 20:00 | 4.5548 | 4.5548
2020-11-07 20:30 | 4.1797 | 4.1797
2020-11-07 21:00 | 3.6974 | 3.6974
2020-11-07 21:30 | 3.5903 | 3.5903
2020-11-07 22:00 | 3.3759 | 3.3759
2020-11-07 22:30 | 3.0544 | 3.0544
2020-11-07 23:00 | 2.8401 | 2.8401
2020-11-07 23:30 | 2.7329 | 2.7329
2020-11-08 | 2.6793 | 2.6793
2020-11-08 00:30 | 2.5721 | 2.5721
2020-11-08 01:00 | 2.6257 | 2.6257
2020-11-08 01:30 | 2.465 | 2.465
2020-11-08 02:00 | 2.5185 | 2.5185
2020-11-08 02:30 | 2.4114 | 2.4114
2020-11-08 03:00 | 2.3042 | 2.3042
2020-11-08 03:30 | 2.3042 | 2.3042
2020-11-08 04:00 | 2.2506 | 2.2506
2020-11-08 04:30 | 2.3578 | 2.3578
2020-11-08 05:00 | 2.2506 | 2.2506
2020-11-08 05:30 | 2.197 | 2.197
2020-11-08 06:00 | 2.197 | 2.197
2020-11-08 06:30 | 2.197 | 2.197
2020-11-08 07:00 | 2.3042 | 2.3042
2020-11-08 07:30 | 2.3578 | 2.3578
2020-11-08 08:00 | 2.5185 | 2.5185
2020-11-08 08:30 | 2.5721 | 2.5721
2020-11-08 09:00 | 2.7865 | 2.7865
2020-11-08 09:30 | 2.7329 | 2.7329
2020-11-08 10:00 | 3.108 | 3.108
2020-11-08 10:30 | 3.2687 | 3.2687
2020-11-08 11:00 | 3.4831 | 3.4831
2020-11-08 11:30 | 3.8046 | 3.8046
2020-11-08 12:00 | 4.0189 | 4.0189
2020-11-08 12:30 | 4.2333 | 4.2333
2020-11-08 13:00 | 4.3941 | 4.3941
2020-11-08 13:30 | 4.5548 | 4.5548
2020-11-08 14:00 | 4.7156 | 4.7156
2020-11-08 14:30 | 4.8688 | 4.8688
2020-11-08 15:00 | 4.9835 | 4.9835
2020-11-08 15:30 | 5.1443 | 5.1443
2020-11-08 16:00 | 5.1978 | 5.1978
2020-11-08 16:30 | 5.3586 | 5.3586
2020-11-08 17:00 | 5.5729 | 5.5729
2020-11-08 17:30 | 5.6265 | 5.6265
2020-11-08 18:00 | 5.6265 | 5.6265
2020-11-08 18:30 | 5.7337 | 5.7337
2020-11-08 19:00 | 5.5194 | 5.5194
2020-11-08 19:30 | 5.305 | 5.305
2020-11-08 20:00 | 4.9299 | 4.9299
2020-11-08 20:30 | 4.5548 | 4.5548
2020-11-08 21:00 | 4.0725 | 4.0725
2020-11-08 21:30 | 3.8582 | 3.8582
2020-11-08 22:00 | 3.5367 | 3.5367
2020-11-08 22:30 | 3.3223 | 3.3223
2020-11-08 23:00 | 3.0544 | 3.0544
2020-11-08 23:30 | 2.9472 | 2.9472
2020-11-09 | 2.7865 | 2.7865
2020-11-09 00:30 | 2.7329 | 2.7329
2020-11-09 01:00 | 2.5721 | 2.5721
2020-11-09 01:30 | 2.465 | 2.465
2020-11-09 02:00 | 2.5185 | 2.5185
2020-11-09 02:30 | 2.3578 | 2.3578
2020-11-09 03:00 | 2.3578 | 2.3578
2020-11-09 03:30 | 2.3042 | 2.3042
2020-11-09 04:00 | 2.3578 | 2.3578
2020-11-09 04:30 | 2.3042 | 2.3042
2020-11-09 05:00 | 2.465 | 2.465
2020-11-09 05:30 | 2.5721 | 2.5721
2020-11-09 06:00 | 2.5185 | 2.5185
2020-11-09 06:30 | 2.7865 | 2.7865
2020-11-09 07:00 | 2.9472 | 2.9472
2020-11-09 07:30 | 3.1616 | 3.1616
2020-11-09 08:00 | 3.1616 | 3.1616
2020-11-09 08:30 | 3.1616 | 3.1616
2020-11-09 09:00 | 3.3759 | 3.3759
2020-11-09 09:30 | 3.2152 | 3.2152
2020-11-09 10:00 | 3.4831 | 3.4831
2020-11-09 10:30 | 3.6974 | 3.6974
2020-11-09 11:00 | 3.9118 | 3.9118
2020-11-09 11:30 | 4.0725 | 4.0725
2020-11-09 12:00 | 4.3405 | 4.3405
2020-11-09 12:30 | 4.4476 | 4.4476
2020-11-09 13:00 | 4.6084 | 4.6084
2020-11-09 13:30 | 4.7692 | 4.7692
2020-11-09 14:00 | 4.8227 | 4.8227
2020-11-09 14:30 | 5.0371 | 5.0371
2020-11-09 15:00 | 5.1443 | 5.1443
2020-11-09 15:30 | 5.5194 | 5.5194
2020-11-09 16:00 | 5.5729 | 5.5729
2020-11-09 16:30 | 5.7873 | 5.7873
2020-11-09 17:00 | 5.948 | 5.948
2020-11-09 17:30 | 6.0552 | 6.0552
2020-11-09 18:00 | 5.948 | 5.948
2020-11-09 18:30 | 6.0552 | 6.0552
2020-11-09 19:00 | 5.948 | 5.948
2020-11-09 19:30 | 5.6801 | 5.6801
2020-11-09 20:00 | 5.5194 | 5.5194
2020-11-09 20:30 | 4.8763 | 4.8763
2020-11-09 21:00 | 4.3405 | 4.3405
2020-11-09 21:30 | 4.1797 | 4.1797
2020-11-09 22:00 | 3.6438 | 3.6438
2020-11-09 22:30 | 3.3759 | 3.3759
2020-11-09 23:00 | 3.0544 | 3.0544
2020-11-09 23:30 | 3.1616 | 3.1616
2020-11-10 | 2.9472 | 2.9472
2020-11-10 00:30 | 2.9472 | 2.9472
2020-11-10 01:00 | 2.9472 | 2.9472
2020-11-10 01:30 | 2.8401 | 2.8401
2020-11-10 02:00 | 2.8936 | 2.8936
2020-11-10 02:30 | 2.7865 | 2.7865
2020-11-10 03:00 | 2.7865 | 2.7865
2020-11-10 03:30 | 2.8401 | 2.8401
2020-11-10 04:00 | 2.8401 | 2.8401
2020-11-10 04:30 | 3.0544 | 3.0544
2020-11-10 05:00 | 3.0008 | 3.0008
2020-11-10 05:30 | 3.0544 | 3.0544
2020-11-10 06:00 | 3.108 | 3.108
2020-11-10 06:30 | 3.3223 | 3.3223
2020-11-10 07:00 | 3.3759 | 3.3759
2020-11-10 07:30 | 3.6438 | 3.6438
2020-11-10 08:00 | 3.8046 | 3.8046
2020-11-10 08:30 | 3.8046 | 3.8046
2020-11-10 09:00 | 3.9118 | 3.9118
2020-11-10 09:30 | 4.0189 | 4.0189
2020-11-10 10:00 | 3.9118 | 3.9118
2020-11-10 10:30 | 4.2333 | 4.2333
2020-11-10 11:00 | 4.2333 | 4.2333
2020-11-10 11:30 | 4.4476 | 4.4476
2020-11-10 12:00 | 4.6084 | 4.6084
2020-11-10 12:30 | 4.662 | 4.662
2020-11-10 13:00 | 4.8763 | 4.8763
2020-11-10 13:30 | 5.0907 | 5.0907
2020-11-10 14:00 | 5.4122 | 5.4122
2020-11-10 14:30 | 5.5729 | 5.5729
2020-11-10 15:00 | 5.4122 | 5.4122
2020-11-10 15:30 | 5.7337 | 5.7337
2020-11-10 16:00 | 6.2696 | 6.2696
2020-11-10 16:30 | 5.948 | 5.948
2020-11-10 17:00 | 5.3586 | 5.3586
2020-11-10 17:30 | 5.7337 | 5.7337
2020-11-10 18:00 | 5.7337 | 5.7337
2020-11-10 18:30 | 5.6801 | 5.6801
2020-11-10 19:00 | 5.6801 | 5.6801
2020-11-10 19:30 | 5.6801 | 5.6801
2020-11-10 20:00 | 5.2514 | 5.2514
2020-11-10 20:30 | 5.0907 | 5.0907
2020-11-10 21:00 | 4.662 | 4.662
2020-11-10 21:30 | 4.3941 | 4.3941
2020-11-10 22:00 | 4.1797 | 4.1797
2020-11-10 22:30 | 3.6974 | 3.6974
2020-11-10 23:00 | 3.3759 | 3.3759
2020-11-10 23:30 | 3.2687 | 3.2687
2020-11-11 | 3.108 | 3.108
2020-11-11 00:30 | 3.108 | 3.108
2020-11-11 01:00 | 3.0544 | 3.0544
2020-11-11 01:30 | 3.0008 | 3.0008
2020-11-11 02:00 | 2.9472 | 2.9472
2020-11-11 02:30 | 2.8401 | 2.8401
2020-11-11 03:00 | 2.7865 | 2.7865
2020-11-11 03:30 | 2.7329 | 2.7329
2020-11-11 04:00 | 2.7865 | 2.7865
2020-11-11 04:30 | 2.7865 | 2.7865
2020-11-11 05:00 | 2.7329 | 2.7329
2020-11-11 05:30 | 2.8427 | 2.8427
2020-11-11 06:00 | 3.0008 | 3.0008
2020-11-11 06:30 | 3.1616 | 3.1616
2020-11-11 07:00 | 3.1616 | 3.1616
2020-11-11 07:30 | 3.3759 | 3.3759
2020-11-11 08:00 | 3.5903 | 3.5903
2020-11-11 08:30 | 3.6974 | 3.6974
2020-11-11 09:00 | 3.751 | 3.751
2020-11-11 09:30 | 4.0189 | 4.0189
2020-11-11 10:00 | 4.1797 | 4.1797
2020-11-11 10:30 | 4.2869 | 4.2869
2020-11-11 11:00 | 4.3941 | 4.3941
2020-11-11 11:30 | 4.6084 | 4.6084
2020-11-11 12:00 | 4.7692 | 4.7692
2020-11-11 12:30 | 5.0907 | 5.0907
2020-11-11 13:00 | 5.2514 | 5.2514
2020-11-11 13:30 | 5.4122 | 5.4122
2020-11-11 14:00 | 5.4122 | 5.4122
2020-11-11 14:30 | 5.5729 | 5.5729
2020-11-11 15:00 | 5.948 | 5.948
2020-11-11 15:30 | 6.2696 | 6.2696
2020-11-11 16:00 | 5.0907 | 5.0907
2020-11-11 16:30 | 4.3941 | 4.3941
2020-11-11 17:00 | 4.7692 | 4.7692
2020-11-11 17:30 | 4.7156 | 4.7156
2020-11-11 18:00 | 4.5548 | 4.5548
2020-11-11 18:30 | 4.5548 | 4.5548
2020-11-11 19:00 | 4.3941 | 4.3941
2020-11-11 19:30 | 4.2333 | 4.2333
2020-11-11 20:00 | 3.9654 | 3.9654
2020-11-11 20:30 | 3.751 | 3.751
2020-11-11 21:00 | 3.5903 | 3.5903
2020-11-11 21:30 | 3.4295 | 3.4295
2020-11-11 22:00 | 3.2337 | 3.2337
2020-11-11 22:30 | 3.0325 | 3.0325
2020-11-11 23:00 | 2.8936 | 2.8936
2020-11-11 23:30 | 2.7865 | 2.7865
2020-11-12 | 2.7177 | 2.7177
2020-11-12 00:30 | 2.6648 | 2.6648
2020-11-12 01:00 | 2.5519 | 2.5519
2020-11-12 01:30 | 2.5721 | 2.5721
2020-11-12 02:00 | 2.4114 | 2.4114
2020-11-12 02:30 | 2.4114 | 2.4114
2020-11-12 03:00 | 2.3578 | 2.3578
2020-11-12 03:30 | 2.2548 | 2.2548
2020-11-12 04:00 | 2.3042 | 2.3042
2020-11-12 04:30 | 2.3291 | 2.3291
2020-11-12 05:00 | 2.3685 | 2.3685
2020-11-12 05:30 | 2.465 | 2.465
2020-11-12 06:00 | 2.5656 | 2.5656
2020-11-12 06:30 | 2.5829 | 2.5829
2020-11-12 07:00 | 2.7645 | 2.7645
2020-11-12 07:30 | 2.8936 | 2.8936
2020-11-12 08:00 | 3.0008 | 3.0008
2020-11-12 08:30 | 2.9472 | 2.9472
2020-11-12 09:00 | 3.4295 | 3.4295
2020-11-12 09:30 | 3.0544 | 3.0544
2020-11-12 10:00 | 3.1616 | 3.1616
2020-11-12 10:30 | 3.3759 | 3.3759
2020-11-12 11:00 | 3.4295 | 3.4295
2020-11-12 11:30 | 3.9118 | 3.9118
2020-11-12 12:00 | 4.1261 | 4.1261
2020-11-12 12:30 | 4.4476 | 4.4476
2020-11-12 13:00 | 4.4476 | 4.4476
2020-11-12 13:30 | 4.662 | 4.662
2020-11-12 14:00 | 4.8763 | 4.8763
2020-11-12 14:30 | 5.3586 | 5.3586
2020-11-12 15:00 | 5.6265 | 5.6265
2020-11-12 15:30 | 4.7156 | 4.7156
2020-11-12 16:00 | 4.4181 | 4.4181
2020-11-12 16:30 | 4.4476 | 4.4476
2020-11-12 17:00 | 4.7692 | 4.7692
2020-11-12 17:30 | 4.8227 | 4.8227
2020-11-12 18:00 | 4.7692 | 4.7692
2020-11-12 18:30 | 4.662 | 4.662
2020-11-12 19:00 | 4.5548 | 4.5548
2020-11-12 19:30 | 4.7383 | 4.7383
2020-11-12 20:00 | 4.3112 | 4.3112
2020-11-12 20:30 | 4.1261 | 4.1261
2020-11-12 21:00 | 3.8046 | 3.8046
2020-11-12 21:30 | 3.8046 | 3.8046
2020-11-12 22:00 | 3.3759 | 3.3759
2020-11-12 22:30 | 3.2687 | 3.2687
2020-11-12 23:00 | 2.9472 | 2.9472
2020-11-12 23:30 | 2.9472 | 2.9472
2020-11-13 | 2.6257 | 2.6257
2020-11-13 00:30 | 2.7329 | 2.7329
2020-11-13 01:00 | 2.5185 | 2.5185
2020-11-13 01:30 | 2.6257 | 2.6257
2020-11-13 02:00 | 2.465 | 2.465
2020-11-13 02:30 | 2.5185 | 2.5185
2020-11-13 03:00 | 2.465 | 2.465
2020-11-13 03:30 | 2.3578 | 2.3578
2020-11-13 04:00 | 2.465 | 2.465
2020-11-13 04:30 | 2.5185 | 2.5185
2020-11-13 05:00 | 2.5721 | 2.5721
2020-11-13 05:30 | 2.465 | 2.465
2020-11-13 06:00 | 2.6257 | 2.6257
2020-11-13 06:30 | 2.7329 | 2.7329
2020-11-13 07:00 | 2.9472 | 2.9472
2020-11-13 07:30 | 3.108 | 3.108
2020-11-13 08:00 | 3.1616 | 3.1616
2020-11-13 08:30 | 3.3223 | 3.3223
2020-11-13 09:00 | 3.2687 | 3.2687
2020-11-13 09:30 | 3.3759 | 3.3759
2020-11-13 10:00 | 3.5367 | 3.5367
2020-11-13 10:30 | 3.8046 | 3.8046
2020-11-13 11:00 | 3.8046 | 3.8046
2020-11-13 11:30 | 4.0189 | 4.0189
2020-11-13 12:00 | 4.4476 | 4.4476
2020-11-13 12:30 | 4.4476 | 4.4476
2020-11-13 13:00 | 4.662 | 4.662
2020-11-13 13:30 | 4.7038 | 4.7038
2020-11-13 14:00 | 4.7692 | 4.7692
2020-11-13 14:30 | 4.9835 | 4.9835
2020-11-13 15:00 | 5.0907 | 5.0907
2020-11-13 15:30 | 5.4122 | 5.4122
2020-11-13 16:00 | 5.7873 | 5.7873
2020-11-13 16:30 | 5.5194 | 5.5194
2020-11-13 17:00 | 4.5012 | 4.5012
2020-11-13 17:30 | 4.2333 | 4.2333
2020-11-13 18:00 | 4.0189 | 4.0189
2020-11-13 18:30 | 3.9118 | 3.9118
2020-11-13 19:00 | 3.8582 | 3.8582
2020-11-13 19:30 | 3.9118 | 3.9118
2020-11-13 20:00 | 3.6974 | 3.6974
2020-11-13 20:30 | 3.6438 | 3.6438
2020-11-13 21:00 | 3.2152 | 3.2152
2020-11-13 21:30 | 3.1616 | 3.1616
2020-11-13 22:00 | 3.0544 | 3.0544
2020-11-13 22:30 | 2.8401 | 2.8401
2020-11-13 23:00 | 2.7329 | 2.7329
2020-11-13 23:30 | 2.5721 | 2.5721
2020-11-14 | 2.6793 | 2.6793
2020-11-14 00:30 | 2.5185 | 2.5185
2020-11-14 01:00 | 2.4114 | 2.4114
2020-11-14 01:30 | 2.3042 | 2.3042
2020-11-14 02:00 | 2.3578 | 2.3578
2020-11-14 02:30 | 2.3578 | 2.3578
2020-11-14 03:00 | 2.2506 | 2.2506
2020-11-14 03:30 | 2.3042 | 2.3042
2020-11-14 04:00 | 2.197 | 2.197
2020-11-14 04:30 | 2.2506 | 2.2506
2020-11-14 05:00 | 2.3042 | 2.3042
2020-11-14 05:30 | 2.3042 | 2.3042
2020-11-14 06:00 | 2.3042 | 2.3042
2020-11-14 06:30 | 2.3042 | 2.3042
2020-11-14 07:00 | 2.3042 | 2.3042
2020-11-14 07:30 | 2.4114 | 2.4114
2020-11-14 08:00 | 2.5721 | 2.5721
2020-11-14 08:30 | 2.5185 | 2.5185
2020-11-14 09:00 | 2.8401 | 2.8401
2020-11-14 09:30 | 2.9472 | 2.9472
2020-11-14 10:00 | 3.2152 | 3.2152
2020-11-14 10:30 | 3.2152 | 3.2152
2020-11-14 11:00 | 3.4295 | 3.4295
2020-11-14 11:30 | 3.6974 | 3.6974
2020-11-14 12:00 | 3.9118 | 3.9118
2020-11-14 12:30 | 4.1261 | 4.1261
2020-11-14 13:00 | 4.2333 | 4.2333
2020-11-14 13:30 | 4.2869 | 4.2869
2020-11-14 14:00 | 4.3941 | 4.3941
2020-11-14 14:30 | 4.662 | 4.662
2020-11-14 15:00 | 4.5548 | 4.5548
2020-11-14 15:30 | 4.7692 | 4.7692
2020-11-14 16:00 | 4.7692 | 4.7692
2020-11-14 16:30 | 4.8763 | 4.8763
2020-11-14 17:00 | 5.1978 | 5.1978
2020-11-14 17:30 | 5.305 | 5.305
2020-11-14 18:00 | 5.305 | 5.305
2020-11-14 18:30 | 5.4122 | 5.4122
2020-11-14 19:00 | 5.1978 | 5.1978
2020-11-14 19:30 | 5.1978 | 5.1978
2020-11-14 20:00 | 4.9299 | 4.9299
2020-11-14 20:30 | 4.7156 | 4.7156
2020-11-14 21:00 | 4.4476 | 4.4476
2020-11-14 21:30 | 4.1797 | 4.1797
2020-11-14 22:00 | 4.0725 | 4.0725
2020-11-14 22:30 | 3.6438 | 3.6438
2020-11-14 23:00 | 3.4831 | 3.4831
2020-11-14 23:30 | 3.2687 | 3.2687
2020-11-15 | 3.1616 | 3.1616
2020-11-15 00:30 | 3.0008 | 3.0008
2020-11-15 01:00 | 2.8936 | 2.8936
2020-11-15 01:30 | 2.7865 | 2.7865
2020-11-15 02:00 | 2.7329 | 2.7329
2020-11-15 02:30 | 2.6793 | 2.6793
2020-11-15 03:00 | 2.6793 | 2.6793
2020-11-15 03:30 | 2.6257 | 2.6257
2020-11-15 04:00 | 2.6257 | 2.6257
2020-11-15 04:30 | 2.5185 | 2.5185
2020-11-15 05:00 | 2.6257 | 2.6257
2020-11-15 05:30 | 2.5185 | 2.5185
2020-11-15 06:00 | 2.5721 | 2.5721
2020-11-15 06:30 | 2.6257 | 2.6257
2020-11-15 07:00 | 2.7865 | 2.7865
2020-11-15 07:30 | 2.8401 | 2.8401
2020-11-15 08:00 | 3.1616 | 3.1616
2020-11-15 08:30 | 3.3759 | 3.3759
2020-11-15 09:00 | 3.6974 | 3.6974
2020-11-15 09:30 | 3.8046 | 3.8046
2020-11-15 10:00 | 3.9118 | 3.9118
2020-11-15 10:30 | 4.2333 | 4.2333
2020-11-15 11:00 | 4.3405 | 4.3405
2020-11-15 11:30 | 4.7156 | 4.7156
2020-11-15 12:00 | 4.7692 | 4.7692
2020-11-15 12:30 | 4.9299 | 4.9299
2020-11-15 13:00 | 5.0907 | 5.0907
2020-11-15 13:30 | 5.0907 | 5.0907
2020-11-15 14:00 | 5.6265 | 5.6265
2020-11-15 14:30 | 5.6265 | 5.6265
2020-11-15 15:00 | 5.5194 | 5.5194
2020-11-15 15:30 | 5.6801 | 5.6801
2020-11-15 16:00 | 5.6801 | 5.6801
2020-11-15 16:30 | 5.7873 | 5.7873
2020-11-15 17:00 | 6.0016 | 6.0016
2020-11-15 17:30 | 6.216 | 6.216
2020-11-15 18:00 | 6.3767 | 6.3767
2020-11-15 18:30 | 6.4839 | 6.4839
2020-11-15 19:00 | 6.4303 | 6.4303
2020-11-15 19:30 | 6.4303 | 6.4303
2020-11-15 20:00 | 6.0552 | 6.0552
2020-11-15 20:30 | 5.5194 | 5.5194
2020-11-15 21:00 | 5.0907 | 5.0907
2020-11-15 21:30 | 4.7692 | 4.7692
2020-11-15 22:00 | 4.5012 | 4.5012
2020-11-15 22:30 | 3.9654 | 3.9654
2020-11-15 23:00 | 3.9118 | 3.9118
2020-11-15 23:30 | 3.5367 | 3.5367
2020-11-16 | 3.4295 | 3.4295
2020-11-16 00:30 | 3.2152 | 3.2152
2020-11-16 01:00 | 3.2152 | 3.2152
2020-11-16 01:30 | 3.108 | 3.108
2020-11-16 02:00 | 3.108 | 3.108
2020-11-16 02:30 | 2.9472 | 2.9472
2020-11-16 03:00 | 2.9472 | 2.9472
2020-11-16 03:30 | 2.8401 | 2.8401
2020-11-16 04:00 | 2.8936 | 2.8936
2020-11-16 04:30 | 2.7329 | 2.7329
2020-11-16 05:00 | 2.8936 | 2.8936
2020-11-16 05:30 | 2.9472 | 2.9472
2020-11-16 06:00 | 3.0008 | 3.0008
2020-11-16 06:30 | 3.3759 | 3.3759
2020-11-16 07:00 | 3.5367 | 3.5367
2020-11-16 07:30 | 3.8046 | 3.8046
2020-11-16 08:00 | 3.4831 | 3.4831
2020-11-16 08:30 | 3.6974 | 3.6974
2020-11-16 09:00 | 3.6438 | 3.6438
2020-11-16 09:30 | 3.751 | 3.751
2020-11-16 10:00 | 3.8582 | 3.8582
2020-11-16 10:30 | 3.9118 | 3.9118
2020-11-16 11:00 | 3.9654 | 3.9654
2020-11-16 11:30 | 3.8046 | 3.8046
2020-11-16 12:00 | 3.6438 | 3.6438
2020-11-16 12:30 | 3.6974 | 3.6974
2020-11-16 13:00 | 4.2869 | 4.2869
2020-11-16 13:30 | 4.4476 | 4.4476
2020-11-16 14:00 | 4.4476 | 4.4476
2020-11-16 14:30 | 4.6084 | 4.6084
2020-11-16 15:00 | 4.8227 | 4.8227
2020-11-16 15:30 | 4.9835 | 4.9835
2020-11-16 16:00 | 5.0907 | 5.0907
2020-11-16 16:30 | 5.305 | 5.305
2020-11-16 17:00 | 5.5194 | 5.5194
2020-11-16 17:30 | 5.6265 | 5.6265
2020-11-16 18:00 | 5.5194 | 5.5194
2020-11-16 18:30 | 5.4658 | 5.4658
2020-11-16 19:00 | 5.6265 | 5.6265
2020-11-16 19:30 | 5.5194 | 5.5194
2020-11-16 20:00 | 5.2514 | 5.2514
2020-11-16 20:30 | 4.8763 | 4.8763
2020-11-16 21:00 | 4.5548 | 4.5548
2020-11-16 21:30 | 4.4476 | 4.4476
2020-11-16 22:00 | 4.2333 | 4.2333
2020-11-16 22:30 | 3.8046 | 3.8046
2020-11-16 23:00 | 3.8046 | 3.8046
2020-11-16 23:30 | 3.4831 | 3.4831
2020-11-17 | 3.4831 | 3.4831
2020-11-17 00:30 | 3.3759 | 3.3759
2020-11-17 01:00 | 3.3759 | 3.3759
2020-11-17 01:30 | 3.2152 | 3.2152
2020-11-17 02:00 | 3.1616 | 3.1616
2020-11-17 02:30 | 3.108 | 3.108
2020-11-17 03:00 | 3.0544 | 3.0544
2020-11-17 03:30 | 3.0008 | 3.0008
2020-11-17 04:00 | 3.0544 | 3.0544
2020-11-17 04:30 | 3.0008 | 3.0008
2020-11-17 05:00 | 3.0008 | 3.0008
2020-11-17 05:30 | 3.0544 | 3.0544
2020-11-17 06:00 | 3.2687 | 3.2687
2020-11-17 06:30 | 3.3759 | 3.3759
2020-11-17 07:00 | 3.4831 | 3.4831
2020-11-17 07:30 | 3.6438 | 3.6438
2020-11-17 08:00 | 3.8046 | 3.8046
2020-11-17 08:30 | 4.0189 | 4.0189
2020-11-17 09:00 | 4.0189 | 4.0189
2020-11-17 09:30 | 4.0725 | 4.0725
2020-11-17 10:00 | 4.1261 | 4.1261
2020-11-17 10:30 | 4.4476 | 4.4476
2020-11-17 11:00 | 4.3941 | 4.3941
2020-11-17 11:30 | 4.5012 | 4.5012
2020-11-17 12:00 | 4.7692 | 4.7692
2020-11-17 12:30 | 4.9835 | 4.9835
2020-11-17 13:00 | 5.4122 | 5.4122
2020-11-17 13:30 | 5.305 | 5.305
2020-11-17 14:00 | 5.4122 | 5.4122
2020-11-17 14:30 | 5.6265 | 5.6265
2020-11-17 15:00 | 5.7337 | 5.7337
2020-11-17 15:30 | 5.948 | 5.948
2020-11-17 16:00 | 6.0552 | 6.0552
2020-11-17 16:30 | 6.3767 | 6.3767
2020-11-17 17:00 | 6.216 | 6.216
2020-11-17 17:30 | 6.216 | 6.216
2020-11-17 18:00 | 6.2696 | 6.2696
2020-11-17 18:30 | 6.4194 | 6.4194
2020-11-17 19:00 | 6.2696 | 6.2696
2020-11-17 19:30 | 6.1088 | 6.1088
2020-11-17 20:00 | 5.7873 | 5.7873
2020-11-17 20:30 | 5.4122 | 5.4122
2020-11-17 21:00 | 5.1443 | 5.1443
2020-11-17 21:30 | 4.8227 | 4.8227
2020-11-17 22:00 | 4.3941 | 4.3941
2020-11-17 22:30 | 4.0725 | 4.0725
2020-11-17 23:00 | 3.9118 | 3.9118
2020-11-17 23:30 | 3.6974 | 3.6974
2020-11-18 | 3.5903 | 3.5903
2020-11-18 00:30 | 3.4831 | 3.4831
2020-11-18 01:00 | 3.3759 | 3.3759
2020-11-18 01:30 | 3.3759 | 3.3759
2020-11-18 02:00 | 3.2687 | 3.2687
2020-11-18 02:30 | 3.2687 | 3.2687
2020-11-18 03:00 | 3.1616 | 3.1616
2020-11-18 03:30 | 3.0008 | 3.0008
2020-11-18 04:00 | 3.0544 | 3.0544
2020-11-18 04:30 | 3.0008 | 3.0008
2020-11-18 05:00 | 3.0008 | 3.0008
2020-11-18 05:30 | 3.0008 | 3.0008
2020-11-18 06:00 | 3.2687 | 3.2687
2020-11-18 06:30 | 3.4295 | 3.4295
2020-11-18 07:00 | 3.4831 | 3.4831
2020-11-18 07:30 | 3.751 | 3.751
2020-11-18 08:00 | 3.8046 | 3.8046
2020-11-18 08:30 | 3.9654 | 3.9654
2020-11-18 09:00 | 4.0189 | 4.0189
2020-11-18 09:30 | 4.2333 | 4.2333
2020-11-18 10:00 | 4.1261 | 4.1261
2020-11-18 10:30 | 4.4476 | 4.4476
2020-11-18 11:00 | 4.5012 | 4.5012
2020-11-18 11:30 | 4.7692 | 4.7692
2020-11-18 12:00 | 4.7692 | 4.7692
2020-11-18 12:30 | 5.1443 | 5.1443
2020-11-18 13:00 | 5.2514 | 5.2514
2020-11-18 13:30 | 5.305 | 5.305
2020-11-18 14:00 | 5.4122 | 5.4122
2020-11-18 14:30 | 5.6801 | 5.6801
2020-11-18 15:00 | 5.6265 | 5.6265
2020-11-18 15:30 | 5.948 | 5.948
2020-11-18 16:00 | 6.0016 | 6.0016
2020-11-18 16:30 | 6.0016 | 6.0016
2020-11-18 17:00 | 5.8409 | 5.8409
2020-11-18 17:30 | 6.1624 | 6.1624
2020-11-18 18:00 | 6.295 | 6.295
2020-11-18 18:30 | 6.3767 | 6.3767
2020-11-18 19:00 | 6.1624 | 6.1624
2020-11-18 19:30 | 6.0552 | 6.0552
2020-11-18 20:00 | 5.7337 | 5.7337
2020-11-18 20:30 | 5.305 | 5.305
2020-11-18 21:00 | 4.9835 | 4.9835
2020-11-18 21:30 | 4.5548 | 4.5548
2020-11-18 22:00 | 4.3405 | 4.3405
2020-11-18 22:30 | 4.0189 | 4.0189
2020-11-18 23:00 | 3.8046 | 3.8046
2020-11-18 23:30 | 3.6974 | 3.6974
2020-11-19 | 3.5903 | 3.5903
2020-11-19 00:30 | 3.4831 | 3.4831
2020-11-19 01:00 | 3.4831 | 3.4831
2020-11-19 01:30 | 3.4295 | 3.4295
2020-11-19 02:00 | 3.2687 | 3.2687
2020-11-19 02:30 | 3.2687 | 3.2687
2020-11-19 03:00 | 3.108 | 3.108
2020-11-19 03:30 | 3.0544 | 3.0544
2020-11-19 04:00 | 3.1616 | 3.1616
2020-11-19 04:30 | 3.108 | 3.108
2020-11-19 05:00 | 3.108 | 3.108
2020-11-19 05:30 | 2.9472 | 2.9472
2020-11-19 06:00 | 3.2687 | 3.2687
2020-11-19 06:30 | 3.2687 | 3.2687
2020-11-19 07:00 | 3.3223 | 3.3223
2020-11-19 07:30 | 3.5903 | 3.5903
2020-11-19 08:00 | 3.4831 | 3.4831
2020-11-19 08:30 | 3.5903 | 3.5903
2020-11-19 09:00 | 3.5903 | 3.5903
2020-11-19 09:30 | 3.5903 | 3.5903
2020-11-19 10:00 | 3.8582 | 3.8582
2020-11-19 10:30 | 3.8046 | 3.8046
2020-11-19 11:00 | 4.1261 | 4.1261
2020-11-19 11:30 | 4.1261 | 4.1261
2020-11-19 12:00 | 4.3405 | 4.3405
2020-11-19 12:30 | 4.5012 | 4.5012
2020-11-19 13:00 | 4.6882 | 4.6882
2020-11-19 13:30 | 4.7692 | 4.7692
2020-11-19 14:00 | 4.8763 | 4.8763
2020-11-19 14:30 | 4.9835 | 4.9835
2020-11-19 15:00 | 5.0371 | 5.0371
2020-11-19 15:30 | 5.305 | 5.305
2020-11-19 16:00 | 5.4658 | 5.4658
2020-11-19 16:30 | 5.5729 | 5.5729
2020-11-19 17:00 | 5.6265 | 5.6265
2020-11-19 17:30 | 5.7337 | 5.7337
2020-11-19 18:00 | 5.7873 | 5.7873
2020-11-19 18:30 | 5.8409 | 5.8409
2020-11-19 19:00 | 5.7337 | 5.7337
2020-11-19 19:30 | 5.7337 | 5.7337
2020-11-19 20:00 | 5.4122 | 5.4122
2020-11-19 20:30 | 5.1978 | 5.1978
2020-11-19 21:00 | 4.7692 | 4.7692
2020-11-19 21:30 | 4.6084 | 4.6084
2020-11-19 22:00 | 4.1261 | 4.1261
2020-11-19 22:30 | 3.9654 | 3.9654
2020-11-19 23:00 | 3.6974 | 3.6974
2020-11-19 23:30 | 3.4831 | 3.4831
2020-11-20 | 3.4707 | 3.4707
2020-11-20 00:30 | 3.2687 | 3.2687
2020-11-20 01:00 | 3.2687 | 3.2687
2020-11-20 01:30 | 3.1616 | 3.1616
2020-11-20 02:00 | 3.0544 | 3.0544
2020-11-20 02:30 | 2.9472 | 2.9472
2020-11-20 03:00 | 3.0008 | 3.0008
2020-11-20 03:30 | 3.0008 | 3.0008
2020-11-20 04:00 | 2.8401 | 2.8401
2020-11-20 04:30 | 2.9472 | 2.9472
2020-11-20 05:00 | 2.8401 | 2.8401
2020-11-20 05:30 | 2.9472 | 2.9472
2020-11-20 06:00 | 3.0544 | 3.0544
2020-11-20 06:30 | 3.108 | 3.108
2020-11-20 07:00 | 3.2687 | 3.2687
2020-11-20 07:30 | 3.2687 | 3.2687
2020-11-20 08:00 | 3.3223 | 3.3223
2020-11-20 08:30 | 3.3759 | 3.3759
2020-11-20 09:00 | 3.5367 | 3.5367
2020-11-20 09:30 | 3.4831 | 3.4831
2020-11-20 10:00 | 3.5903 | 3.5903
2020-11-20 10:30 | 3.751 | 3.751
2020-11-20 11:00 | 3.9118 | 3.9118
2020-11-20 11:30 | 3.9654 | 3.9654
2020-11-20 12:00 | 4.0725 | 4.0725
2020-11-20 12:30 | 4.4476 | 4.4476
2020-11-20 13:00 | 4.5012 | 4.5012
2020-11-20 13:30 | 4.5548 | 4.5548
2020-11-20 14:00 | 4.8227 | 4.8227
2020-11-20 14:30 | 4.9299 | 4.9299
2020-11-20 15:00 | 5.0371 | 5.0371
2020-11-20 15:30 | 5.305 | 5.305
2020-11-20 16:00 | 5.4122 | 5.4122
2020-11-20 16:30 | 5.6265 | 5.6265
2020-11-20 17:00 | 5.6801 | 5.6801
2020-11-20 17:30 | 6.0016 | 6.0016
2020-11-20 18:00 | 5.7873 | 5.7873
2020-11-20 18:30 | 5.8409 | 5.8409
2020-11-20 19:00 | 5.6801 | 5.6801
2020-11-20 19:30 | 5.6265 | 5.6265
2020-11-20 20:00 | 5.3586 | 5.3586
2020-11-20 20:30 | 4.9835 | 4.9835
2020-11-20 21:00 | 4.662 | 4.662
2020-11-20 21:30 | 4.6084 | 4.6084
2020-11-20 22:00 | 4.2333 | 4.2333
2020-11-20 22:30 | 4.0189 | 4.0189
2020-11-20 23:00 | 3.8046 | 3.8046
2020-11-20 23:30 | 3.6974 | 3.6974
2020-11-21 | 3.5367 | 3.5367
2020-11-21 00:30 | 3.5367 | 3.5367
2020-11-21 01:00 | 3.4295 | 3.4295
2020-11-21 01:30 | 3.2687 | 3.2687
2020-11-21 02:00 | 3.2687 | 3.2687
2020-11-21 02:30 | 3.1616 | 3.1616
2020-11-21 03:00 | 3.2687 | 3.2687
2020-11-21 03:30 | 3.0008 | 3.0008
2020-11-21 04:00 | 3.108 | 3.108
2020-11-21 04:30 | 2.9472 | 2.9472
2020-11-21 05:00 | 2.8936 | 2.8936
2020-11-21 05:30 | 2.8401 | 2.8401
2020-11-21 06:00 | 2.8401 | 2.8401
2020-11-21 06:30 | 2.8936 | 2.8936
2020-11-21 07:00 | 3.0008 | 3.0008
2020-11-21 07:30 | 3.0544 | 3.0544
2020-11-21 08:00 | 3.1616 | 3.1616
2020-11-21 08:30 | 3.3223 | 3.3223
2020-11-21 09:00 | 3.3759 | 3.3759
2020-11-21 09:30 | 3.3223 | 3.3223
2020-11-21 10:00 | 3.4831 | 3.4831
2020-11-21 10:30 | 3.5903 | 3.5903
2020-11-21 11:00 | 3.6974 | 3.6974
2020-11-21 11:30 | 3.8046 | 3.8046
2020-11-21 12:00 | 4.0189 | 4.0189
2020-11-21 12:30 | 4.0189 | 4.0189
2020-11-21 13:00 | 4.3405 | 4.3405
2020-11-21 13:30 | 4.2333 | 4.2333
2020-11-21 14:00 | 4.5548 | 4.5548
2020-11-21 14:30 | 4.7156 | 4.7156
2020-11-21 15:00 | 4.7156 | 4.7156
2020-11-21 15:30 | 4.9299 | 4.9299
2020-11-21 16:00 | 4.8227 | 4.8227
2020-11-21 16:30 | 4.9835 | 4.9835
2020-11-21 17:00 | 5.305 | 5.305
2020-11-21 17:30 | 5.2514 | 5.2514
2020-11-21 18:00 | 5.6265 | 5.6265
2020-11-21 18:30 | 5.5194 | 5.5194
2020-11-21 19:00 | 5.4122 | 5.4122
2020-11-21 19:30 | 5.3586 | 5.3586
2020-11-21 20:00 | 5.1443 | 5.1443
2020-11-21 20:30 | 4.8763 | 4.8763
2020-11-21 21:00 | 4.5548 | 4.5548
2020-11-21 21:30 | 4.0725 | 4.0725
2020-11-21 22:00 | 3.8046 | 3.8046
2020-11-21 22:30 | 3.5367 | 3.5367
2020-11-21 23:00 | 3.2687 | 3.2687
2020-11-21 23:30 | 3.1616 | 3.1616
2020-11-22 | 3.0544 | 3.0544
2020-11-22 00:30 | 3.0544 | 3.0544
2020-11-22 01:00 | 2.9472 | 2.9472
2020-11-22 01:30 | 2.9472 | 2.9472
2020-11-22 02:00 | 2.8936 | 2.8936
2020-11-22 02:30 | 2.8401 | 2.8401
2020-11-22 03:00 | 2.8401 | 2.8401
2020-11-22 03:30 | 2.6793 | 2.6793
2020-11-22 04:00 | 2.7329 | 2.7329
2020-11-22 04:30 | 2.6257 | 2.6257
2020-11-22 05:00 | 2.6257 | 2.6257
2020-11-22 05:30 | 2.7329 | 2.7329
2020-11-22 06:00 | 2.6257 | 2.6257
2020-11-22 06:30 | 2.7329 | 2.7329
2020-11-22 07:00 | 2.6793 | 2.6793
2020-11-22 07:30 | 2.8401 | 2.8401
2020-11-22 08:00 | 2.9472 | 2.9472
2020-11-22 08:30 | 3.0008 | 3.0008
2020-11-22 09:00 | 3.0544 | 3.0544
2020-11-22 09:30 | 3.108 | 3.108
2020-11-22 10:00 | 3.2687 | 3.2687
2020-11-22 10:30 | 3.4295 | 3.4295
2020-11-22 11:00 | 3.6438 | 3.6438
2020-11-22 11:30 | 3.9118 | 3.9118
2020-11-22 12:00 | 3.8582 | 3.8582
2020-11-22 12:30 | 4.3405 | 4.3405
2020-11-22 13:00 | 4.2333 | 4.2333
2020-11-22 13:30 | 4.4476 | 4.4476
2020-11-22 14:00 | 4.6084 | 4.6084
2020-11-22 14:30 | 4.7156 | 4.7156
2020-11-22 15:00 | 4.8763 | 4.8763
2020-11-22 15:30 | 4.9299 | 4.9299
2020-11-22 16:00 | 5.1978 | 5.1978
2020-11-22 16:30 | 5.2514 | 5.2514
2020-11-22 17:00 | 5.4122 | 5.4122
2020-11-22 17:30 | 5.6801 | 5.6801
2020-11-22 18:00 | 5.8409 | 5.8409
2020-11-22 18:30 | 5.8409 | 5.8409
2020-11-22 19:00 | 5.7337 | 5.7337
2020-11-22 19:30 | 5.6265 | 5.6265
2020-11-22 20:00 | 5.2514 | 5.2514
2020-11-22 20:30 | 4.8763 | 4.8763
2020-11-22 21:00 | 4.5012 | 4.5012
2020-11-22 21:30 | 4.1261 | 4.1261
2020-11-22 22:00 | 3.8582 | 3.8582
2020-11-22 22:30 | 3.5367 | 3.5367
2020-11-22 23:00 | 3.2687 | 3.2687
2020-11-22 23:30 | 3.108 | 3.108
2020-11-23 | 2.9472 | 2.9472
2020-11-23 00:30 | 2.8401 | 2.8401
2020-11-23 01:00 | 2.8401 | 2.8401
2020-11-23 01:30 | 2.8936 | 2.8936
2020-11-23 02:00 | 2.7865 | 2.7865
2020-11-23 02:30 | 2.7329 | 2.7329
2020-11-23 03:00 | 2.7329 | 2.7329
2020-11-23 03:30 | 2.6793 | 2.6793
2020-11-23 04:00 | 2.7329 | 2.7329
2020-11-23 04:30 | 2.7329 | 2.7329
2020-11-23 05:00 | 2.8936 | 2.8936
2020-11-23 05:30 | 2.8401 | 2.8401
2020-11-23 06:00 | 2.7329 | 2.7329
2020-11-23 06:30 | 3.0008 | 3.0008
2020-11-23 07:00 | 3.108 | 3.108
2020-11-23 07:30 | 3.3759 | 3.3759
2020-11-23 08:00 | 3.4295 | 3.4295
2020-11-23 08:30 | 3.6438 | 3.6438
2020-11-23 09:00 | 3.751 | 3.751
2020-11-23 09:30 | 3.8582 | 3.8582
2020-11-23 10:00 | 4.0189 | 4.0189
2020-11-23 10:30 | 4.0189 | 4.0189
2020-11-23 11:00 | 4.2333 | 4.2333
2020-11-23 11:30 | 4.3405 | 4.3405
2020-11-23 12:00 | 4.662 | 4.662
2020-11-23 12:30 | 4.8763 | 4.8763
2020-11-23 13:00 | 4.8763 | 4.8763
2020-11-23 13:30 | 5.0907 | 5.0907
2020-11-23 14:00 | 5.1978 | 5.1978
2020-11-23 14:30 | 5.4658 | 5.4658
2020-11-23 15:00 | 5.3586 | 5.3586
2020-11-23 15:30 | 5.7873 | 5.7873
2020-11-23 16:00 | 5.8409 | 5.8409
2020-11-23 16:30 | 5.8418 | 5.8418
2020-11-23 17:00 | 6.0552 | 6.0552
2020-11-23 17:30 | 6.1088 | 6.1088
2020-11-23 18:00 | 6.2696 | 6.2696
2020-11-23 18:30 | 6.3231 | 6.3231
2020-11-23 19:00 | 6.1088 | 6.1088
2020-11-23 19:30 | 5.948 | 5.948
2020-11-23 20:00 | 5.5194 | 5.5194
2020-11-23 20:30 | 5.1443 | 5.1443
2020-11-23 21:00 | 4.7692 | 4.7692
2020-11-23 21:30 | 4.4476 | 4.4476
2020-11-23 22:00 | 4.0725 | 4.0725
2020-11-23 22:30 | 3.4831 | 3.4831
2020-11-23 23:00 | 3.4295 | 3.4295
2020-11-23 23:30 | 3.1616 | 3.1616
2020-11-24 | 3.0544 | 3.0544
2020-11-24 00:30 | 2.9472 | 2.9472
2020-11-24 01:00 | 2.8401 | 2.8401
2020-11-24 01:30 | 2.8146 | 2.8146
2020-11-24 02:00 | 2.6793 | 2.6793
2020-11-24 02:30 | 2.7329 | 2.7329
2020-11-24 03:00 | 2.6257 | 2.6257
2020-11-24 03:30 | 2.5185 | 2.5185
2020-11-24 04:00 | 2.5721 | 2.5721
2020-11-24 04:30 | 2.5185 | 2.5185
2020-11-24 05:00 | 2.5185 | 2.5185
2020-11-24 05:30 | 2.6257 | 2.6257
2020-11-24 06:00 | 2.6793 | 2.6793
2020-11-24 06:30 | 2.9472 | 2.9472
2020-11-24 07:00 | 3.108 | 3.108
2020-11-24 07:30 | 3.2152 | 3.2152
2020-11-24 08:00 | 3.5367 | 3.5367
2020-11-24 08:30 | 3.751 | 3.751
2020-11-24 09:00 | 3.8046 | 3.8046
2020-11-24 09:30 | 4.1261 | 4.1261
2020-11-24 10:00 | 4.3405 | 4.3405
2020-11-24 10:30 | 4.662 | 4.662
2020-11-24 11:00 | 4.5548 | 4.5548
2020-11-24 11:30 | 4.7692 | 4.7692
2020-11-24 12:00 | 5.0907 | 5.0907
2020-11-24 12:30 | 5.2514 | 5.2514
2020-11-24 13:00 | 5.6265 | 5.6265
2020-11-24 13:30 | 5.4122 | 5.4122
2020-11-24 14:00 | 5.8409 | 5.8409
2020-11-24 14:30 | 5.948 | 5.948
2020-11-24 15:00 | 6.0552 | 6.0552
2020-11-24 15:30 | 6.5911 | 6.5911
2020-11-24 16:00 | 6.3456 | 6.3456
2020-11-24 16:30 | 6.7215 | 6.7215
2020-11-24 17:00 | 6.5911 | 6.5911
2020-11-24 17:30 | 6.6447 | 6.6447
2020-11-24 18:00 | 6.6982 | 6.6982
2020-11-24 18:30 | 6.7518 | 6.7518
2020-11-24 19:00 | 6.5963 | 6.5963
2020-11-24 19:30 | 6.5375 | 6.5375
2020-11-24 20:00 | 6.3231 | 6.3231
2020-11-24 20:30 | 5.8409 | 5.8409
2020-11-24 21:00 | 5.5194 | 5.5194
2020-11-24 21:30 | 5.1443 | 5.1443
2020-11-24 22:00 | 4.662 | 4.662
2020-11-24 22:30 | 4.3405 | 4.3405
2020-11-24 23:00 | 4.1261 | 4.1261
2020-11-24 23:30 | 3.9654 | 3.9654
2020-11-25 | 3.8582 | 3.8582
2020-11-25 00:30 | 3.751 | 3.751
2020-11-25 01:00 | 3.5903 | 3.5903
2020-11-25 01:30 | 3.5903 | 3.5903
2020-11-25 02:00 | 3.4831 | 3.4831
2020-11-25 02:30 | 3.3759 | 3.3759
2020-11-25 03:00 | 3.2687 | 3.2687
2020-11-25 03:30 | 3.2152 | 3.2152
2020-11-25 04:00 | 3.2456 | 3.2456
2020-11-25 04:30 | 3.0544 | 3.0544
2020-11-25 05:00 | 3.0544 | 3.0544
2020-11-25 05:30 | 3.1616 | 3.1616
2020-11-25 06:00 | 3.2687 | 3.2687
2020-11-25 06:30 | 3.3759 | 3.3759
2020-11-25 07:00 | 3.6438 | 3.6438
2020-11-25 07:30 | 3.8046 | 3.8046
2020-11-25 08:00 | 3.9654 | 3.9654
2020-11-25 08:30 | 4.1797 | 4.1797
2020-11-25 09:00 | 4.5012 | 4.5012
2020-11-25 09:30 | 4.3405 | 4.3405
2020-11-25 10:00 | 4.662 | 4.662
2020-11-25 10:30 | 4.8763 | 4.8763
2020-11-25 11:00 | 4.8227 | 4.8227
2020-11-25 11:30 | 5.0371 | 5.0371
2020-11-25 12:00 | 5.305 | 5.305
2020-11-25 12:30 | 5.305 | 5.305
2020-11-25 13:00 | 5.5194 | 5.5194
2020-11-25 13:30 | 5.6265 | 5.6265
2020-11-25 14:00 | 5.948 | 5.948
2020-11-25 14:30 | 5.8409 | 5.8409
2020-11-25 15:00 | 6.0552 | 6.0552
2020-11-25 15:30 | 6.3767 | 6.3767
2020-11-25 16:00 | 6.4839 | 6.4839
2020-11-25 16:30 | 6.5911 | 6.5911
2020-11-25 17:00 | 6.7518 | 6.7518
2020-11-25 17:30 | 6.9126 | 6.9126
2020-11-25 18:00 | 6.9662 | 6.9662
2020-11-25 18:30 | 6.9662 | 6.9662
2020-11-25 19:00 | 6.859 | 6.859
2020-11-25 19:30 | 6.6982 | 6.6982
2020-11-25 20:00 | 6.3231 | 6.3231
2020-11-25 20:30 | 5.948 | 5.948
2020-11-25 21:00 | 5.4122 | 5.4122
2020-11-25 21:30 | 5.1978 | 5.1978
2020-11-25 22:00 | 4.7692 | 4.7692
2020-11-25 22:30 | 4.3405 | 4.3405
2020-11-25 23:00 | 4.2333 | 4.2333
2020-11-25 23:30 | 3.8582 | 3.8582
2020-11-26 | 3.8046 | 3.8046
2020-11-26 00:30 | 3.6438 | 3.6438
2020-11-26 01:00 | 3.5367 | 3.5367
2020-11-26 01:30 | 3.4831 | 3.4831
2020-11-26 02:00 | 3.3223 | 3.3223
2020-11-26 02:30 | 3.2687 | 3.2687
2020-11-26 03:00 | 3.1616 | 3.1616
2020-11-26 03:30 | 3.1616 | 3.1616
2020-11-26 04:00 | 3.0544 | 3.0544
2020-11-26 04:30 | 3.0544 | 3.0544
2020-11-26 05:00 | 3.0544 | 3.0544
2020-11-26 05:30 | 3.2152 | 3.2152
2020-11-26 06:00 | 3.3759 | 3.3759
2020-11-26 06:30 | 3.3223 | 3.3223
2020-11-26 07:00 | 3.5367 | 3.5367
2020-11-26 07:30 | 3.6974 | 3.6974
2020-11-26 08:00 | 3.8046 | 3.8046
2020-11-26 08:30 | 3.9118 | 3.9118
2020-11-26 09:00 | 4.0189 | 4.0189
2020-11-26 09:30 | 4.1261 | 4.1261
2020-11-26 10:00 | 4.3405 | 4.3405
2020-11-26 10:30 | 4.662 | 4.662
2020-11-26 11:00 | 4.7156 | 4.7156
2020-11-26 11:30 | 4.9835 | 4.9835
2020-11-26 12:00 | 5.0907 | 5.0907
2020-11-26 12:30 | 5.4122 | 5.4122
2020-11-26 13:00 | 5.6265 | 5.6265
2020-11-26 13:30 | 5.6801 | 5.6801
2020-11-26 14:00 | 5.8945 | 5.8945
2020-11-26 14:30 | 6.0552 | 6.0552
2020-11-26 15:00 | 4.9835 | 4.9835
2020-11-26 15:30 | 5.0907 | 5.0907
2020-11-26 16:00 | 6.5375 | 6.5375
2020-11-26 16:30 | 6.8054 | 6.8054
2020-11-26 17:00 | 6.859 | 6.859
2020-11-26 17:30 | 6.9126 | 6.9126
2020-11-26 18:00 | 7.0198 | 7.0198
2020-11-26 18:30 | 7.0734 | 7.0734
2020-11-26 19:00 | 6.859 | 6.859
2020-11-26 19:30 | 6.6982 | 6.6982
2020-11-26 20:00 | 6.3767 | 6.3767
2020-11-26 20:30 | 5.8757 | 5.8757
2020-11-26 21:00 | 5.4122 | 5.4122
2020-11-26 21:30 | 4.9835 | 4.9835
2020-11-26 22:00 | 4.5012 | 4.5012
2020-11-26 22:30 | 4.2333 | 4.2333
2020-11-26 23:00 | 3.9654 | 3.9654
2020-11-26 23:30 | 3.6438 | 3.6438
2020-11-27 | 3.5367 | 3.5367
2020-11-27 00:30 | 3.5367 | 3.5367
2020-11-27 01:00 | 3.4831 | 3.4831
2020-11-27 01:30 | 3.3759 | 3.3759
2020-11-27 02:00 | 3.4295 | 3.4295
2020-11-27 02:30 | 3.4831 | 3.4831
2020-11-27 03:00 | 3.4831 | 3.4831
2020-11-27 03:30 | 3.3759 | 3.3759
2020-11-27 04:00 | 3.4831 | 3.4831
2020-11-27 04:30 | 3.3759 | 3.3759
2020-11-27 05:00 | 3.4831 | 3.4831
2020-11-27 05:30 | 3.4831 | 3.4831
2020-11-27 06:00 | 3.6974 | 3.6974
2020-11-27 06:30 | 4.0189 | 4.0189
2020-11-27 07:00 | 4.1797 | 4.1797
2020-11-27 07:30 | 4.3941 | 4.3941
2020-11-27 08:00 | 4.5012 | 4.5012
2020-11-27 08:30 | 4.7692 | 4.7692
2020-11-27 09:00 | 4.7692 | 4.7692
2020-11-27 09:30 | 4.7156 | 4.7156
2020-11-27 10:00 | 4.7692 | 4.7692
2020-11-27 10:30 | 4.9299 | 4.9299
2020-11-27 11:00 | 5.0907 | 5.0907
2020-11-27 11:30 | 5.0907 | 5.0907
2020-11-27 12:00 | 5.2514 | 5.2514
2020-11-27 12:30 | 5.4122 | 5.4122
2020-11-27 13:00 | 5.4658 | 5.4658
2020-11-27 13:30 | 5.6265 | 5.6265
2020-11-27 14:00 | 5.7873 | 5.7873
2020-11-27 14:30 | 5.8409 | 5.8409
2020-11-27 15:00 | 6.1624 | 6.1624
2020-11-27 15:30 | 6.1624 | 6.1624
2020-11-27 16:00 | 6.3767 | 6.3767
2020-11-27 16:30 | 6.4839 | 6.4839
2020-11-27 17:00 | 6.5911 | 6.5911
2020-11-27 17:30 | 6.7518 | 6.7518
2020-11-27 18:00 | 6.6447 | 6.6447
2020-11-27 18:30 | 6.6447 | 6.6447
2020-11-27 19:00 | 6.4303 | 6.4303
2020-11-27 19:30 | 6.216 | 6.216
2020-11-27 20:00 | 6.0016 | 6.0016
2020-11-27 20:30 | 5.8409 | 5.8409
2020-11-27 21:00 | 5.4122 | 5.4122
2020-11-27 21:30 | 5.1978 | 5.1978
2020-11-27 22:00 | 4.9299 | 4.9299
2020-11-27 22:30 | 4.5012 | 4.5012
2020-11-27 23:00 | 4.2869 | 4.2869
2020-11-27 23:30 | 4.0189 | 4.0189
2020-11-28 | 3.751 | 3.751
2020-11-28 00:30 | 3.751 | 3.751
2020-11-28 01:00 | 3.5367 | 3.5367
2020-11-28 01:30 | 3.4295 | 3.4295
2020-11-28 02:00 | 3.2687 | 3.2687
2020-11-28 02:30 | 3.3223 | 3.3223
2020-11-28 03:00 | 3.1616 | 3.1616
2020-11-28 03:30 | 3.0544 | 3.0544
2020-11-28 04:00 | 3.2152 | 3.2152
2020-11-28 04:30 | 3.1616 | 3.1616
2020-11-28 05:00 | 3.2152 | 3.2152
2020-11-28 05:30 | 3.1616 | 3.1616
2020-11-28 06:00 | 3.108 | 3.108
2020-11-28 06:30 | 3.2687 | 3.2687
2020-11-28 07:00 | 3.2687 | 3.2687
2020-11-28 07:30 | 3.3759 | 3.3759
2020-11-28 08:00 | 3.4831 | 3.4831
2020-11-28 08:30 | 3.751 | 3.751
2020-11-28 09:00 | 3.9118 | 3.9118
2020-11-28 09:30 | 4.1261 | 4.1261
2020-11-28 10:00 | 4.3405 | 4.3405
2020-11-28 10:30 | 4.3405 | 4.3405
2020-11-28 11:00 | 4.3405 | 4.3405
2020-11-28 11:30 | 4.5012 | 4.5012
2020-11-28 12:00 | 4.7156 | 4.7156
2020-11-28 12:30 | 4.7692 | 4.7692
2020-11-28 13:00 | 4.9835 | 4.9835
2020-11-28 13:30 | 5.0371 | 5.0371
2020-11-28 14:00 | 5.1978 | 5.1978
2020-11-28 14:30 | 5.4122 | 5.4122
2020-11-28 15:00 | 5.4122 | 5.4122
2020-11-28 15:30 | 5.6265 | 5.6265
2020-11-28 16:00 | 5.7873 | 5.7873
2020-11-28 16:30 | 5.8409 | 5.8409
2020-11-28 17:00 | 6.0016 | 6.0016
2020-11-28 17:30 | 6.1088 | 6.1088
2020-11-28 18:00 | 6.2696 | 6.2696
2020-11-28 18:30 | 6.216 | 6.216
2020-11-28 19:00 | 6.1088 | 6.1088
2020-11-28 19:30 | 5.948 | 5.948
2020-11-28 20:00 | 5.8409 | 5.8409
2020-11-28 20:30 | 5.4122 | 5.4122
2020-11-28 21:00 | 4.9835 | 4.9835
2020-11-28 21:30 | 4.7156 | 4.7156
2020-11-28 22:00 | 4.4476 | 4.4476
2020-11-28 22:30 | 4.1261 | 4.1261
2020-11-28 23:00 | 3.8046 | 3.8046
2020-11-28 23:30 | 3.6438 | 3.6438
2020-11-29 | 3.5367 | 3.5367
2020-11-29 00:30 | 3.5367 | 3.5367
2020-11-29 01:00 | 3.4295 | 3.4295
2020-11-29 01:30 | 3.2687 | 3.2687
2020-11-29 02:00 | 3.3223 | 3.3223
2020-11-29 02:30 | 3.1616 | 3.1616
2020-11-29 03:00 | 3.2152 | 3.2152
2020-11-29 03:30 | 3.0544 | 3.0544
2020-11-29 04:00 | 3.0544 | 3.0544
2020-11-29 04:30 | 3.0544 | 3.0544
2020-11-29 05:00 | 2.9472 | 2.9472
2020-11-29 05:30 | 2.8401 | 2.8401
2020-11-29 06:00 | 2.6793 | 2.6793
2020-11-29 06:30 | 2.8936 | 2.8936
2020-11-29 07:00 | 2.8401 | 2.8401
2020-11-29 07:30 | 3.0544 | 3.0544
2020-11-29 08:00 | 3.2687 | 3.2687
2020-11-29 08:30 | 3.3759 | 3.3759
2020-11-29 09:00 | 3.6974 | 3.6974
2020-11-29 09:30 | 3.8046 | 3.8046
2020-11-29 10:00 | 4.1261 | 4.1261
2020-11-29 10:30 | 4.3941 | 4.3941
2020-11-29 11:00 | 4.5548 | 4.5548
2020-11-29 11:30 | 4.8227 | 4.8227
2020-11-29 12:00 | 5.0371 | 5.0371
2020-11-29 12:30 | 5.0371 | 5.0371
2020-11-29 13:00 | 5.1443 | 5.1443
2020-11-29 13:30 | 5.2514 | 5.2514
2020-11-29 14:00 | 5.4658 | 5.4658
2020-11-29 14:30 | 5.5729 | 5.5729
2020-11-29 15:00 | 5.7337 | 5.7337
2020-11-29 15:30 | 5.8409 | 5.8409
2020-11-29 16:00 | 6.0016 | 6.0016
2020-11-29 16:30 | 6.1624 | 6.1624
2020-11-29 17:00 | 6.3231 | 6.3231
2020-11-29 17:30 | 6.5911 | 6.5911
2020-11-29 18:00 | 6.6447 | 6.6447
2020-11-29 18:30 | 6.6447 | 6.6447
2020-11-29 19:00 | 6.5911 | 6.5911
2020-11-29 19:30 | 6.4839 | 6.4839
2020-11-29 20:00 | 6.1624 | 6.1624
2020-11-29 20:30 | 5.6265 | 5.6265
2020-11-29 21:00 | 5.4122 | 5.4122
2020-11-29 21:30 | 4.9835 | 4.9835
2020-11-29 22:00 | 4.5548 | 4.5548
2020-11-29 22:30 | 4.2333 | 4.2333
2020-11-29 23:00 | 3.9654 | 3.9654
2020-11-29 23:30 | 3.751 | 3.751
2020-11-30 | 3.6974 | 3.6974
2020-11-30 00:30 | 3.5367 | 3.5367
2020-11-30 01:00 | 3.2687 | 3.2687
2020-11-30 01:30 | 3.1616 | 3.1616
2020-11-30 02:00 | 3.108 | 3.108
2020-11-30 02:30 | 3.0544 | 3.0544
2020-11-30 03:00 | 2.9472 | 2.9472
2020-11-30 03:30 | 2.8401 | 2.8401
2020-11-30 04:00 | 2.8401 | 2.8401
2020-11-30 04:30 | 2.9472 | 2.9472
2020-11-30 05:00 | 3.0544 | 3.0544
2020-11-30 05:30 | 3.0544 | 3.0544
2020-11-30 06:00 | 3.2022 | 3.2022
2020-11-30 06:30 | 3.2152 | 3.2152
2020-11-30 07:00 | 3.4295 | 3.4295
2020-11-30 07:30 | 3.8046 | 3.8046
2020-11-30 08:00 | 4.0189 | 4.0189
2020-11-30 08:30 | 4.1261 | 4.1261
2020-11-30 09:00 | 4.3941 | 4.3941
2020-11-30 09:30 | 4.662 | 4.662
2020-11-30 10:00 | 4.7156 | 4.7156
2020-11-30 10:30 | 5.0907 | 5.0907
2020-11-30 11:00 | 5.0907 | 5.0907
2020-11-30 11:30 | 5.305 | 5.305
2020-11-30 12:00 | 5.5194 | 5.5194
2020-11-30 12:30 | 5.6265 | 5.6265
2020-11-30 13:00 | 5.7873 | 5.7873
2020-11-30 13:30 | 5.7337 | 5.7337
2020-11-30 14:00 | 6.0552 | 6.0552
2020-11-30 14:30 | 5.948 | 5.948
2020-11-30 15:00 | 6.216 | 6.216
2020-11-30 15:30 | 6.3231 | 6.3231
2020-11-30 16:00 | 6.4839 | 6.4839
2020-11-30 16:30 | 6.6447 | 6.6447
2020-11-30 17:00 | 6.6982 | 6.6982
2020-11-30 17:30 | 6.8054 | 6.8054
2020-11-30 18:00 | 6.7518 | 6.7518
2020-11-30 18:30 | 6.8054 | 6.8054
2020-11-30 19:00 | 6.859 | 6.859
2020-11-30 19:30 | 6.8054 | 6.8054
2020-11-30 20:00 | 6.4303 | 6.4303
2020-11-30 20:30 | 6.0016 | 6.0016
2020-11-30 21:00 | 5.6265 | 5.6265
2020-11-30 21:30 | 5.1978 | 5.1978
2020-11-30 22:00 | 4.8763 | 4.8763
2020-11-30 22:30 | 4.5548 | 4.5548
2020-11-30 23:00 | 4.1261 | 4.1261
2020-11-30 23:30 | 3.9118 | 3.9118
2020-12-01 | 3.6974 | 3.6974
2020-12-01 00:30 | 3.6974 | 3.6974
2020-12-01 01:00 | 3.5903 | 3.5903
2020-12-01 01:30 | 3.4831 | 3.4831
2020-12-01 02:00 | 3.4831 | 3.4831
2020-12-01 02:30 | 3.3223 | 3.3223
2020-12-01 03:00 | 3.3223 | 3.3223
2020-12-01 03:30 | 3.2152 | 3.2152
2020-12-01 04:00 | 3.1616 | 3.1616
2020-12-01 04:30 | 3.1616 | 3.1616
2020-12-01 05:00 | 3.108 | 3.108
2020-12-01 05:30 | 3.2687 | 3.2687
2020-12-01 06:00 | 3.3759 | 3.3759
2020-12-01 06:30 | 3.5903 | 3.5903
2020-12-01 07:00 | 3.5903 | 3.5903
2020-12-01 07:30 | 4.0189 | 4.0189
2020-12-01 08:00 | 4.3405 | 4.3405
2020-12-01 08:30 | 4.5548 | 4.5548
2020-12-01 09:00 | 4.8763 | 4.8763
2020-12-01 09:30 | 4.9835 | 4.9835
2020-12-01 10:00 | 5.1978 | 5.1978
2020-12-01 10:30 | 5.5194 | 5.5194
2020-12-01 11:00 | 5.5729 | 5.5729
2020-12-01 11:30 | 5.7337 | 5.7337
2020-12-01 12:00 | 5.8409 | 5.8409
2020-12-01 12:30 | 5.8945 | 5.8945
2020-12-01 13:00 | 6.0016 | 6.0016
2020-12-01 13:30 | 6.0016 | 6.0016
2020-12-01 14:00 | 6.0016 | 6.0016
2020-12-01 14:30 | 6.216 | 6.216
2020-12-01 15:00 | 6.3767 | 6.3767
2020-12-01 15:30 | 6.4839 | 6.4839
2020-12-01 16:00 | 6.5911 | 6.5911
2020-12-01 16:30 | 6.859 | 6.859
2020-12-01 17:00 | 6.5911 | 6.5911
2020-12-01 17:30 | 6.9662 | 6.9662
2020-12-01 18:00 | 7.0734 | 7.0734
2020-12-01 18:30 | 7.3413 | 7.3413
2020-12-01 19:00 | 7.2877 | 7.2877
2020-12-01 19:30 | 7.3413 | 7.3413
2020-12-01 20:00 | 6.859 | 6.859
2020-12-01 20:30 | 6.3767 | 6.3767
2020-12-01 21:00 | 5.8945 | 5.8945
2020-12-01 21:30 | 5.297 | 5.297
2020-12-01 22:00 | 4.7692 | 4.7692
2020-12-01 22:30 | 4.4476 | 4.4476
2020-12-01 23:00 | 4.1795 | 4.1795
2020-12-01 23:30 | 3.9575 | 3.9575
2020-12-02 | 3.8763 | 3.8763
2020-12-02 00:30 | 3.847 | 3.847
2020-12-02 01:00 | 3.7829 | 3.7829
2020-12-02 01:30 | 3.6433 | 3.6433
2020-12-02 02:00 | 3.6462 | 3.6462
2020-12-02 02:30 | 3.4933 | 3.4933
2020-12-02 03:00 | 3.4073 | 3.4073
2020-12-02 03:30 | 3.4069 | 3.4069
2020-12-02 04:00 | 3.2821 | 3.2821
2020-12-02 04:30 | 3.2887 | 3.2887
2020-12-02 05:00 | 3.1711 | 3.1711
2020-12-02 05:30 | 3.0619 | 3.0619
2020-12-02 06:00 | 3.3928 | 3.3928
2020-12-02 06:30 | 3.5324 | 3.5324
2020-12-02 07:00 | 3.7599 | 3.7599
2020-12-02 07:30 | 4.0593 | 4.0593
2020-12-02 08:00 | 4.2291 | 4.2291
2020-12-02 08:30 | 4.5339 | 4.5339
2020-12-02 09:00 | 4.7213 | 4.7213
2020-12-02 09:30 | 4.8485 | 4.8485
2020-12-02 10:00 | 5.2815 | 5.2815
2020-12-02 10:30 | 5.5268 | 5.5268
2020-12-02 11:00 | 5.6575 | 5.6575
2020-12-02 11:30 | 5.8802 | 5.8802
2020-12-02 12:00 | 6.0283 | 6.0283
2020-12-02 12:30 | 6.1614 | 6.1614
2020-12-02 13:00 | 6.4287 | 6.4287
2020-12-02 13:30 | 6.4145 | 6.4145
2020-12-02 14:00 | 6.7532 | 6.7532
2020-12-02 14:30 | 6.4536 | 6.4536
2020-12-02 15:00 | 6.8627 | 6.8627
2020-12-02 15:30 | 6.2798 | 6.2798
2020-12-02 16:00 | 6.4657 | 6.4657
2020-12-02 16:30 | 6.5341 | 6.5341
2020-12-02 17:00 | 6.6776 | 6.6776
2020-12-02 17:30 | 6.766 | 6.766
2020-12-02 18:00 | 7.0088 | 7.0088
2020-12-02 18:30 | 7.1886 | 7.1886
2020-12-02 19:00 | 7.1701 | 7.1701
2020-12-02 19:30 | 7.2874 | 7.2874
2020-12-02 20:00 | 6.8831 | 6.8831
2020-12-02 20:30 | 6.4338 | 6.4338
2020-12-02 21:00 | 5.9466 | 5.9466
2020-12-02 21:30 | 5.5681 | 5.5681
2020-12-02 22:00 | 5.0482 | 5.0482
2020-12-02 22:30 | 4.768 | 4.768
2020-12-02 23:00 | 4.3822 | 4.3822
2020-12-02 23:30 | 4.3728 | 4.3728
2020-12-03 | 3.9893 | 3.9893
2020-12-03 00:30 | 3.8513 | 3.8513
2020-12-03 01:00 | 3.6214 | 3.6214
2020-12-03 01:30 | 3.539 | 3.539
2020-12-03 02:00 | 3.4708 | 3.4708
2020-12-03 02:30 | 3.3618 | 3.3618
2020-12-03 03:00 | 3.3573 | 3.3573
2020-12-03 03:30 | 3.2918 | 3.2918
2020-12-03 04:00 | 3.343 | 3.343
2020-12-03 04:30 | 3.3031 | 3.3031
2020-12-03 05:00 | 3.3114 | 3.3114
2020-12-03 05:30 | 3.1867 | 3.1867
2020-12-03 06:00 | 3.3506 | 3.3506
2020-12-03 06:30 | 3.4185 | 3.4185
2020-12-03 07:00 | 3.6535 | 3.6535
2020-12-03 07:30 | 3.8987 | 3.8987
2020-12-03 08:00 | 4.1519 | 4.1519
2020-12-03 08:30 | 4.643 | 4.643
2020-12-03 09:00 | 4.6686 | 4.6686
2020-12-03 09:30 | 4.9286 | 4.9286
2020-12-03 10:00 | 5.0003 | 5.0003
2020-12-03 10:30 | 5.2658 | 5.2658
2020-12-03 11:00 | 5.5331 | 5.5331
2020-12-03 11:30 | 5.6376 | 5.6376
2020-12-03 12:00 | 5.787 | 5.787
2020-12-03 12:30 | 5.8835 | 5.8835
2020-12-03 13:00 | 6.2002 | 6.2002
2020-12-03 13:30 | 6.4791 | 6.4791
2020-12-03 14:00 | 6.273 | 6.273
2020-12-03 14:30 | 6.5246 | 6.5246
2020-12-03 15:00 | 6.7096 | 6.7096
2020-12-03 15:30 | 7.1139 | 7.1139
2020-12-03 16:00 | 6.7615 | 6.7615
2020-12-03 16:30 | 6.8417 | 6.8417
2020-12-03 17:00 | 6.7899 | 6.7899
2020-12-03 17:30 | 6.8673 | 6.8673
2020-12-03 18:00 | 7.0449 | 7.0449
2020-12-03 18:30 | 7.1805 | 7.1805
2020-12-03 19:00 | 7.2874 | 7.2874
2020-12-03 19:30 | 7.1269 | 7.1269
2020-12-03 20:00 | 7.003 | 7.003
2020-12-03 20:30 | 6.5375 | 6.5375
2020-12-03 21:00 | 6.1624 | 6.1624
2020-12-03 21:30 | 5.8945 | 5.8945
2020-12-03 22:00 | 5.5194 | 5.5194
2020-12-03 22:30 | 5.0907 | 5.0907
2020-12-03 23:00 | 4.9299 | 4.9299
2020-12-03 23:30 | 4.662 | 4.662
2020-12-04 | 4.4476 | 4.4476
2020-12-04 00:30 | 4.3405 | 4.3405
2020-12-04 01:00 | 4.1261 | 4.1261
2020-12-04 01:30 | 4.0189 | 4.0189
2020-12-04 02:00 | 3.8046 | 3.8046
2020-12-04 02:30 | 3.8046 | 3.8046
2020-12-04 03:00 | 3.751 | 3.751
2020-12-04 03:30 | 3.5903 | 3.5903
2020-12-04 04:00 | 3.5903 | 3.5903
2020-12-04 04:30 | 3.5903 | 3.5903
2020-12-04 05:00 | 3.5367 | 3.5367
2020-12-04 05:30 | 3.5367 | 3.5367
2020-12-04 06:00 | 3.6974 | 3.6974
2020-12-04 06:30 | 3.8046 | 3.8046
2020-12-04 07:00 | 4.1261 | 4.1261
2020-12-04 07:30 | 4.2333 | 4.2333
2020-12-04 08:00 | 4.3941 | 4.3941
2020-12-04 08:30 | 4.6084 | 4.6084
2020-12-04 09:00 | 4.8763 | 4.8763
2020-12-04 09:30 | 4.7692 | 4.7692
2020-12-04 10:00 | 4.9835 | 4.9835
2020-12-04 10:30 | 5.1443 | 5.1443
2020-12-04 11:00 | 5.2514 | 5.2514
2020-12-04 11:30 | 5.305 | 5.305
2020-12-04 12:00 | 5.305 | 5.305
2020-12-04 12:30 | 5.5729 | 5.5729
2020-12-04 13:00 | 5.6265 | 5.6265
2020-12-04 13:30 | 5.7337 | 5.7337
2020-12-04 14:00 | 5.948 | 5.948
2020-12-04 14:30 | 6.0552 | 6.0552
2020-12-04 15:00 | 6.2696 | 6.2696
2020-12-04 15:30 | 6.2696 | 6.2696
2020-12-04 16:00 | 6.4839 | 6.4839
2020-12-04 16:30 | 6.4839 | 6.4839
2020-12-04 17:00 | 6.6447 | 6.6447
2020-12-04 17:30 | 6.5911 | 6.5911
2020-12-04 18:00 | 6.8054 | 6.8054
2020-12-04 18:30 | 6.7518 | 6.7518
2020-12-04 19:00 | 6.5375 | 6.5375
2020-12-04 19:30 | 6.5911 | 6.5911
2020-12-04 20:00 | 6.1624 | 6.1624
2020-12-04 20:30 | 5.7337 | 5.7337
2020-12-04 21:00 | 5.4122 | 5.4122
2020-12-04 21:30 | 4.9835 | 4.9835
2020-12-04 22:00 | 4.7156 | 4.7156
2020-12-04 22:30 | 4.2869 | 4.2869
2020-12-04 23:00 | 4.0189 | 4.0189
2020-12-04 23:30 | 3.8582 | 3.8582
2020-12-05 | 3.751 | 3.751
2020-12-05 00:30 | 3.4831 | 3.4831
2020-12-05 01:00 | 3.4831 | 3.4831
2020-12-05 01:30 | 3.2152 | 3.2152
2020-12-05 02:00 | 3.0544 | 3.0544
2020-12-05 02:30 | 3.108 | 3.108
2020-12-05 03:00 | 2.9472 | 2.9472
2020-12-05 03:30 | 2.8401 | 2.8401
2020-12-05 04:00 | 2.8936 | 2.8936
2020-12-05 04:30 | 2.8401 | 2.8401
2020-12-05 05:00 | 2.8401 | 2.8401
2020-12-05 05:30 | 2.7865 | 2.7865
2020-12-05 06:00 | 2.6793 | 2.6793
2020-12-05 06:30 | 2.9472 | 2.9472
2020-12-05 07:00 | 2.9546 | 2.9546
2020-12-05 07:30 | 3.3059 | 3.3059
2020-12-05 08:00 | 3.5903 | 3.5903
2020-12-05 08:30 | 3.8582 | 3.8582
2020-12-05 09:00 | 4.0704 | 4.0704
2020-12-05 09:30 | 4.3405 | 4.3405
2020-12-05 10:00 | 4.5548 | 4.5548
2020-12-05 10:30 | 4.7692 | 4.7692
2020-12-05 11:00 | 4.9835 | 4.9835
2020-12-05 11:30 | 4.9835 | 4.9835
2020-12-05 12:00 | 5.1978 | 5.1978
2020-12-05 12:30 | 5.305 | 5.305
2020-12-05 13:00 | 5.4658 | 5.4658
2020-12-05 13:30 | 5.5194 | 5.5194
2020-12-05 14:00 | 5.7337 | 5.7337
2020-12-05 14:30 | 5.948 | 5.948
2020-12-05 15:00 | 6.0016 | 6.0016
2020-12-05 15:30 | 6.2696 | 6.2696
2020-12-05 16:00 | 6.3231 | 6.3231
2020-12-05 16:30 | 6.4839 | 6.4839
2020-12-05 17:00 | 6.6447 | 6.6447
2020-12-05 17:30 | 6.859 | 6.859
2020-12-05 18:00 | 6.859 | 6.859
2020-12-05 18:30 | 7.0198 | 7.0198
2020-12-05 19:00 | 6.9126 | 6.9126
2020-12-05 19:30 | 6.6982 | 6.6982
2020-12-05 20:00 | 6.4303 | 6.4303
2020-12-05 20:30 | 6.2696 | 6.2696
2020-12-05 21:00 | 5.6801 | 5.6801
2020-12-05 21:30 | 5.4658 | 5.4658
2020-12-05 22:00 | 5.1443 | 5.1443
2020-12-05 22:30 | 4.7156 | 4.7156
2020-12-05 23:00 | 4.4476 | 4.4476
2020-12-05 23:30 | 4.1261 | 4.1261
2020-12-06 | 4.0725 | 4.0725
2020-12-06 00:30 | 3.8582 | 3.8582
2020-12-06 01:00 | 3.8046 | 3.8046
2020-12-06 01:30 | 3.751 | 3.751
2020-12-06 02:00 | 3.6438 | 3.6438
2020-12-06 02:30 | 3.6974 | 3.6974
2020-12-06 03:00 | 3.5903 | 3.5903
2020-12-06 03:30 | 3.6974 | 3.6974
2020-12-06 04:00 | 3.5903 | 3.5903
2020-12-06 04:30 | 3.5903 | 3.5903
2020-12-06 05:00 | 3.5903 | 3.5903
2020-12-06 05:30 | 3.5367 | 3.5367
2020-12-06 06:00 | 3.3759 | 3.3759
2020-12-06 06:30 | 3.5903 | 3.5903
2020-12-06 07:00 | 3.8046 | 3.8046
2020-12-06 07:30 | 4.0189 | 4.0189
2020-12-06 08:00 | 4.2869 | 4.2869
2020-12-06 08:30 | 4.6084 | 4.6084
2020-12-06 09:00 | 4.8763 | 4.8763
2020-12-06 09:30 | 4.9835 | 4.9835
2020-12-06 10:00 | 5.1978 | 5.1978
2020-12-06 10:30 | 5.4122 | 5.4122
2020-12-06 11:00 | 5.6265 | 5.6265
2020-12-06 11:30 | 5.7337 | 5.7337
2020-12-06 12:00 | 5.8409 | 5.8409
2020-12-06 12:30 | 6.1624 | 6.1624
2020-12-06 13:00 | 6.0552 | 6.0552
2020-12-06 13:30 | 6.216 | 6.216
2020-12-06 14:00 | 6.2696 | 6.2696
2020-12-06 14:30 | 6.1624 | 6.1624
2020-12-06 15:00 | 6.2696 | 6.2696
2020-12-06 15:30 | 6.3767 | 6.3767
2020-12-06 16:00 | 6.5911 | 6.5911
2020-12-06 16:30 | 7.1805 | 7.1805
2020-12-06 17:00 | 7.3413 | 7.3413
2020-12-06 17:30 | 7.1269 | 7.1269
2020-12-06 18:00 | 7.1269 | 7.1269
2020-12-06 18:30 | 6.9662 | 6.9662
2020-12-06 19:00 | 6.9662 | 6.9662
2020-12-06 19:30 | 6.859 | 6.859
2020-12-06 20:00 | 6.216 | 6.216
2020-12-06 20:30 | 5.948 | 5.948
2020-12-06 21:00 | 5.4122 | 5.4122
2020-12-06 21:30 | 5.3586 | 5.3586
2020-12-06 22:00 | 4.9835 | 4.9835
2020-12-06 22:30 | 4.662 | 4.662
2020-12-06 23:00 | 4.5548 | 4.5548
2020-12-06 23:30 | 4.3405 | 4.3405
2020-12-07 | 4.2333 | 4.2333
2020-12-07 00:30 | 4.0725 | 4.0725
2020-12-07 01:00 | 3.9654 | 3.9654
2020-12-07 01:30 | 3.751 | 3.751
2020-12-07 02:00 | 3.6438 | 3.6438
2020-12-07 02:30 | 3.5903 | 3.5903
2020-12-07 03:00 | 3.3759 | 3.3759
2020-12-07 03:30 | 3.3759 | 3.3759
2020-12-07 04:00 | 3.3759 | 3.3759
2020-12-07 04:30 | 3.2687 | 3.2687
2020-12-07 05:00 | 3.4295 | 3.4295
2020-12-07 05:30 | 3.3223 | 3.3223
2020-12-07 06:00 | 3.3223 | 3.3223
2020-12-07 06:30 | 3.3759 | 3.3759
2020-12-07 07:00 | 3.4295 | 3.4295
2020-12-07 07:30 | 3.3759 | 3.3759
2020-12-07 08:00 | 3.4831 | 3.4831
2020-12-07 08:30 | 3.3223 | 3.3223
2020-12-07 09:00 | 3.5903 | 3.5903
2020-12-07 09:30 | 3.4295 | 3.4295
2020-12-07 10:00 | 3.5903 | 3.5903
2020-12-07 10:30 | 3.4831 | 3.4831
2020-12-07 11:00 | 3.6974 | 3.6974
2020-12-07 11:30 | 3.6974 | 3.6974
2020-12-07 12:00 | 3.8046 | 3.8046
2020-12-07 12:30 | 3.9118 | 3.9118
2020-12-07 13:00 | 4.0189 | 4.0189
2020-12-07 13:30 | 4.4476 | 4.4476
2020-12-07 14:00 | 4.8227 | 4.8227
2020-12-07 14:30 | 4.9835 | 4.9835
2020-12-07 15:00 | 5.0907 | 5.0907
2020-12-07 15:30 | 5.4658 | 5.4658
2020-12-07 16:00 | 5.6265 | 5.6265
2020-12-07 16:30 | 5.7337 | 5.7337
2020-12-07 17:00 | 5.8409 | 5.8409
2020-12-07 17:30 | 5.8945 | 5.8945
2020-12-07 18:00 | 6.0552 | 6.0552
2020-12-07 18:30 | 6.0552 | 6.0552
2020-12-07 19:00 | 5.948 | 5.948
2020-12-07 19:30 | 5.6265 | 5.6265
2020-12-07 20:00 | 5.4122 | 5.4122
2020-12-07 20:30 | 4.9835 | 4.9835
2020-12-07 21:00 | 4.5012 | 4.5012
2020-12-07 21:30 | 4.3405 | 4.3405
2020-12-07 22:00 | 3.9118 | 3.9118
2020-12-07 22:30 | 3.6974 | 3.6974
2020-12-07 23:00 | 3.4295 | 3.4295
2020-12-07 23:30 | 3.3223 | 3.3223
2020-12-08 | 3.2687 | 3.2687
2020-12-08 00:30 | 3.2152 | 3.2152
2020-12-08 01:00 | 3.0544 | 3.0544
2020-12-08 01:30 | 2.8936 | 2.8936
2020-12-08 02:00 | 2.8401 | 2.8401
2020-12-08 02:30 | 2.7865 | 2.7865
2020-12-08 03:00 | 2.8401 | 2.8401
2020-12-08 03:30 | 2.6793 | 2.6793
2020-12-08 04:00 | 2.7329 | 2.7329
2020-12-08 04:30 | 2.6257 | 2.6257
2020-12-08 05:00 | 2.7329 | 2.7329
2020-12-08 05:30 | 2.6793 | 2.6793
2020-12-08 06:00 | 2.8401 | 2.8401
2020-12-08 06:30 | 2.9472 | 2.9472
2020-12-08 07:00 | 3.0544 | 3.0544
2020-12-08 07:30 | 3.0544 | 3.0544
2020-12-08 08:00 | 3.1616 | 3.1616
2020-12-08 08:30 | 3.108 | 3.108
2020-12-08 09:00 | 3.1616 | 3.1616
2020-12-08 09:30 | 3.2152 | 3.2152
2020-12-08 10:00 | 3.3223 | 3.3223
2020-12-08 10:30 | 3.4831 | 3.4831
2020-12-08 11:00 | 3.5903 | 3.5903
2020-12-08 11:30 | 3.8037 | 3.8037
2020-12-08 12:00 | 3.8582 | 3.8582
2020-12-08 12:30 | 4.2333 | 4.2333
2020-12-08 13:00 | 4.4476 | 4.4476
2020-12-08 13:30 | 4.4476 | 4.4476
2020-12-08 14:00 | 4.4476 | 4.4476
2020-12-08 14:30 | 4.662 | 4.662
2020-12-08 15:00 | 4.8763 | 4.8763
2020-12-08 15:30 | 5.2514 | 5.2514
2020-12-08 16:00 | 5.2514 | 5.2514
2020-12-08 16:30 | 5.0907 | 5.0907
2020-12-08 17:00 | 5.1978 | 5.1978
2020-12-08 17:30 | 5.2453 | 5.2453
2020-12-08 18:00 | 5.1978 | 5.1978
2020-12-08 18:30 | 5.2514 | 5.2514
2020-12-08 19:00 | 5.2514 | 5.2514
2020-12-08 19:30 | 5.305 | 5.305
2020-12-08 20:00 | 5.0907 | 5.0907
2020-12-08 20:30 | 4.662 | 4.662
2020-12-08 21:00 | 4.3405 | 4.3405
2020-12-08 21:30 | 3.9654 | 3.9654
2020-12-08 22:00 | 3.9118 | 3.9118
2020-12-08 22:30 | 3.4831 | 3.4831
2020-12-08 23:00 | 3.3223 | 3.3223
2020-12-08 23:30 | 3.1616 | 3.1616
2020-12-09 | 2.9472 | 2.9472
2020-12-09 00:30 | 3.0008 | 3.0008
2020-12-09 01:00 | 2.8401 | 2.8401
2020-12-09 01:30 | 2.8401 | 2.8401
2020-12-09 02:00 | 2.7329 | 2.7329
2020-12-09 02:30 | 2.7329 | 2.7329
2020-12-09 03:00 | 2.6257 | 2.6257
2020-12-09 03:30 | 2.5185 | 2.5185
2020-12-09 04:00 | 2.7329 | 2.7329
2020-12-09 04:30 | 2.6257 | 2.6257
2020-12-09 05:00 | 2.6793 | 2.6793
2020-12-09 05:30 | 2.6793 | 2.6793
2020-12-09 06:00 | 2.7865 | 2.7865
2020-12-09 06:30 | 2.9472 | 2.9472
2020-12-09 07:00 | 2.9472 | 2.9472
2020-12-09 07:30 | 3.0544 | 3.0544
2020-12-09 08:00 | 3.1616 | 3.1616
2020-12-09 08:30 | 3.3223 | 3.3223
2020-12-09 09:00 | 3.2687 | 3.2687
2020-12-09 09:30 | 3.3759 | 3.3759
2020-12-09 10:00 | 3.3759 | 3.3759
2020-12-09 10:30 | 3.6974 | 3.6974
2020-12-09 11:00 | 3.751 | 3.751
2020-12-09 11:30 | 3.9118 | 3.9118
2020-12-09 12:00 | 4.1797 | 4.1797
2020-12-09 12:30 | 4.4476 | 4.4476
2020-12-09 13:00 | 4.7692 | 4.7692
2020-12-09 13:30 | 4.7692 | 4.7692
2020-12-09 14:00 | 4.9299 | 4.9299
2020-12-09 14:30 | 5.0907 | 5.0907
2020-12-09 15:00 | 5.305 | 5.305
2020-12-09 15:30 | 5.5194 | 5.5194
2020-12-09 16:00 | 5.6801 | 5.6801
2020-12-09 16:30 | 5.8945 | 5.8945
2020-12-09 17:00 | 5.8945 | 5.8945
2020-12-09 17:30 | 6.1088 | 6.1088
2020-12-09 18:00 | 6.1624 | 6.1624
2020-12-09 18:30 | 6.3231 | 6.3231
2020-12-09 19:00 | 6.1088 | 6.1088
2020-12-09 19:30 | 6.0016 | 6.0016
2020-12-09 20:00 | 5.6265 | 5.6265
2020-12-09 20:30 | 5.3586 | 5.3586
2020-12-09 21:00 | 4.8227 | 4.8227
2020-12-09 21:30 | 4.4476 | 4.4476
2020-12-09 22:00 | 4.2333 | 4.2333
2020-12-09 22:30 | 3.8046 | 3.8046
2020-12-09 23:00 | 3.5903 | 3.5903
2020-12-09 23:30 | 3.3759 | 3.3759
2020-12-10 | 3.2152 | 3.2152
2020-12-10 00:30 | 3.0544 | 3.0544
2020-12-10 01:00 | 3.0008 | 3.0008
2020-12-10 01:30 | 2.9472 | 2.9472
2020-12-10 02:00 | 2.8936 | 2.8936
2020-12-10 02:30 | 2.8936 | 2.8936
2020-12-10 03:00 | 2.7329 | 2.7329
2020-12-10 03:30 | 2.6793 | 2.6793
2020-12-10 04:00 | 2.8401 | 2.8401
2020-12-10 04:30 | 2.7329 | 2.7329
2020-12-10 05:00 | 2.8401 | 2.8401
2020-12-10 05:30 | 2.8401 | 2.8401
2020-12-10 06:00 | 2.8936 | 2.8936
2020-12-10 06:30 | 2.9472 | 2.9472
2020-12-10 07:00 | 3.0544 | 3.0544
2020-12-10 07:30 | 3.108 | 3.108
2020-12-10 08:00 | 3.2687 | 3.2687
2020-12-10 08:30 | 3.5903 | 3.5903
2020-12-10 09:00 | 3.5903 | 3.5903
2020-12-10 09:30 | 3.6974 | 3.6974
2020-12-10 10:00 | 3.8046 | 3.8046
2020-12-10 10:30 | 4.0189 | 4.0189
2020-12-10 11:00 | 4.3405 | 4.3405
2020-12-10 11:30 | 4.5012 | 4.5012
2020-12-10 12:00 | 4.5548 | 4.5548
2020-12-10 12:30 | 5.0371 | 5.0371
2020-12-10 13:00 | 5.0907 | 5.0907
2020-12-10 13:30 | 5.0907 | 5.0907
2020-12-10 14:00 | 5.305 | 5.305
2020-12-10 14:30 | 4.9835 | 4.9835
2020-12-10 15:00 | 5.5194 | 5.5194
2020-12-10 15:30 | 5.6265 | 5.6265
2020-12-10 16:00 | 5.7873 | 5.7873
2020-12-10 16:30 | 5.7337 | 5.7337
2020-12-10 17:00 | 5.5729 | 5.5729
2020-12-10 17:30 | 5.8945 | 5.8945
2020-12-10 18:00 | 5.948 | 5.948
2020-12-10 18:30 | 6.0016 | 6.0016
2020-12-10 19:00 | 5.8409 | 5.8409
2020-12-10 19:30 | 5.7337 | 5.7337
2020-12-10 20:00 | 5.6265 | 5.6265
2020-12-10 20:30 | 5.305 | 5.305
2020-12-10 21:00 | 5.0371 | 5.0371
2020-12-10 21:30 | 4.6084 | 4.6084
2020-12-10 22:00 | 4.5012 | 4.5012
2020-12-10 22:30 | 4.0725 | 4.0725
2020-12-10 23:00 | 4.0189 | 4.0189
2020-12-10 23:30 | 3.8046 | 3.8046
2020-12-11 | 3.6438 | 3.6438
2020-12-11 00:30 | 3.6974 | 3.6974
2020-12-11 01:00 | 3.3759 | 3.3759
2020-12-11 01:30 | 3.4831 | 3.4831
2020-12-11 02:00 | 3.3223 | 3.3223
2020-12-11 02:30 | 3.3223 | 3.3223
2020-12-11 03:00 | 3.3223 | 3.3223
2020-12-11 03:30 | 3.3223 | 3.3223
2020-12-11 04:00 | 3.4295 | 3.4295
2020-12-11 04:30 | 3.4831 | 3.4831
2020-12-11 05:00 | 3.4295 | 3.4295
2020-12-11 05:30 | 3.4831 | 3.4831
2020-12-11 06:00 | 3.5903 | 3.5903
2020-12-11 06:30 | 3.751 | 3.751
2020-12-11 07:00 | 3.5903 | 3.5903
2020-12-11 07:30 | 3.751 | 3.751
2020-12-11 08:00 | 3.6974 | 3.6974
2020-12-11 08:30 | 4.0189 | 4.0189
2020-12-11 09:00 | 4.1261 | 4.1261
2020-12-11 09:30 | 4.1261 | 4.1261
2020-12-11 10:00 | 4.3405 | 4.3405
2020-12-11 10:30 | 4.662 | 4.662
2020-12-11 11:00 | 4.5548 | 4.5548
2020-12-11 11:30 | 4.8763 | 4.8763
2020-12-11 12:00 | 4.7156 | 4.7156
2020-12-11 12:30 | 4.9835 | 4.9835
2020-12-11 13:00 | 4.8763 | 4.8763
2020-12-11 13:30 | 5.0371 | 5.0371
2020-12-11 14:00 | 5.0371 | 5.0371
2020-12-11 14:30 | 4.8763 | 4.8763
2020-12-11 15:00 | 5.1978 | 5.1978
2020-12-11 15:30 | 5.0907 | 5.0907
2020-12-11 16:00 | 4.5012 | 4.5012
2020-12-11 16:30 | 4.5548 | 4.5548
2020-12-11 17:00 | 5.0907 | 5.0907
2020-12-11 17:30 | 5.0371 | 5.0371
2020-12-11 18:00 | 5.0371 | 5.0371
2020-12-11 18:30 | 4.9299 | 4.9299
2020-12-11 19:00 | 4.6084 | 4.6084
2020-12-11 19:30 | 4.5548 | 4.5548
2020-12-11 20:00 | 4.3941 | 4.3941
2020-12-11 20:30 | 4.1261 | 4.1261
2020-12-11 21:00 | 3.9118 | 3.9118
2020-12-11 21:30 | 3.6974 | 3.6974
2020-12-11 22:00 | 3.5367 | 3.5367
2020-12-11 22:30 | 3.1616 | 3.1616
2020-12-11 23:00 | 3.0544 | 3.0544
2020-12-11 23:30 | 2.8401 | 2.8401
2020-12-12 | 2.7329 | 2.7329
2020-12-12 00:30 | 2.7329 | 2.7329
2020-12-12 01:00 | 2.6793 | 2.6793
2020-12-12 01:30 | 2.6257 | 2.6257
2020-12-12 02:00 | 2.6257 | 2.6257
2020-12-12 02:30 | 2.6257 | 2.6257
2020-12-12 03:00 | 2.5185 | 2.5185
2020-12-12 03:30 | 2.5185 | 2.5185
2020-12-12 04:00 | 2.5185 | 2.5185
2020-12-12 04:30 | 2.465 | 2.465
2020-12-12 05:00 | 2.5185 | 2.5185
2020-12-12 05:30 | 2.5185 | 2.5185
2020-12-12 06:00 | 2.5185 | 2.5185
2020-12-12 06:30 | 2.5721 | 2.5721
2020-12-12 07:00 | 2.6257 | 2.6257
2020-12-12 07:30 | 2.9472 | 2.9472
2020-12-12 08:00 | 2.9472 | 2.9472
2020-12-12 08:30 | 3.0544 | 3.0544
2020-12-12 09:00 | 3.1616 | 3.1616
2020-12-12 09:30 | 3.3223 | 3.3223
2020-12-12 10:00 | 3.5903 | 3.5903
2020-12-12 10:30 | 3.6974 | 3.6974
2020-12-12 11:00 | 3.8046 | 3.8046
2020-12-12 11:30 | 4.0189 | 4.0189
2020-12-12 12:00 | 4.1261 | 4.1261
2020-12-12 12:30 | 4.2869 | 4.2869
2020-12-12 13:00 | 4.1261 | 4.1261
2020-12-12 13:30 | 4.3941 | 4.3941
2020-12-12 14:00 | 4.7692 | 4.7692
2020-12-12 14:30 | 4.8763 | 4.8763
2020-12-12 15:00 | 4.6084 | 4.6084
2020-12-12 15:30 | 4.9299 | 4.9299
2020-12-12 16:00 | 4.7177 | 4.7177
2020-12-12 16:30 | 4.662 | 4.662
2020-12-12 17:00 | 4.5133 | 4.5133
2020-12-12 17:30 | 4.7156 | 4.7156
2020-12-12 18:00 | 4.5548 | 4.5548
2020-12-12 18:30 | 4.6084 | 4.6084
2020-12-12 19:00 | 4.5012 | 4.5012
2020-12-12 19:30 | 4.5548 | 4.5548
2020-12-12 20:00 | 4.3405 | 4.3405
2020-12-12 20:30 | 4.1261 | 4.1261
2020-12-12 21:00 | 3.9118 | 3.9118
2020-12-12 21:30 | 3.6974 | 3.6974
2020-12-12 22:00 | 3.5367 | 3.5367
2020-12-12 22:30 | 3.2687 | 3.2687
2020-12-12 23:00 | 3.1616 | 3.1616
2020-12-12 23:30 | 2.9472 | 2.9472
2020-12-13 | 2.8401 | 2.8401
2020-12-13 00:30 | 2.8401 | 2.8401
2020-12-13 01:00 | 2.6257 | 2.6257
2020-12-13 01:30 | 2.6257 | 2.6257
2020-12-13 02:00 | 2.5185 | 2.5185
2020-12-13 02:30 | 2.5185 | 2.5185
2020-12-13 03:00 | 2.4114 | 2.4114
2020-12-13 03:30 | 2.5185 | 2.5185
2020-12-13 04:00 | 2.465 | 2.465
2020-12-13 04:30 | 2.465 | 2.465
2020-12-13 05:00 | 2.4114 | 2.4114
2020-12-13 05:30 | 2.5185 | 2.5185
2020-12-13 06:00 | 2.4114 | 2.4114
2020-12-13 06:30 | 2.5185 | 2.5185
2020-12-13 07:00 | 2.5721 | 2.5721
2020-12-13 07:30 | 2.8401 | 2.8401
2020-12-13 08:00 | 2.9472 | 2.9472
2020-12-13 08:30 | 3.108 | 3.108
2020-12-13 09:00 | 3.1616 | 3.1616
2020-12-13 09:30 | 3.1616 | 3.1616
2020-12-13 10:00 | 3.4831 | 3.4831
2020-12-13 10:30 | 3.5367 | 3.5367
2020-12-13 11:00 | 3.8046 | 3.8046
2020-12-13 11:30 | 3.9654 | 3.9654
2020-12-13 12:00 | 4.0725 | 4.0725
2020-12-13 12:30 | 4.3941 | 4.3941
2020-12-13 13:00 | 4.2333 | 4.2333
2020-12-13 13:30 | 4.7064 | 4.7064
2020-12-13 14:00 | 4.7692 | 4.7692
2020-12-13 14:30 | 5.0371 | 5.0371
2020-12-13 15:00 | 4.9835 | 4.9835
2020-12-13 15:30 | 5.1443 | 5.1443
2020-12-13 16:00 | 5.1443 | 5.1443
2020-12-13 16:30 | 5.1978 | 5.1978
2020-12-13 17:00 | 5.4122 | 5.4122
2020-12-13 17:30 | 5.4122 | 5.4122
2020-12-13 18:00 | 5.4658 | 5.4658
2020-12-13 18:30 | 5.4122 | 5.4122
2020-12-13 19:00 | 5.5194 | 5.5194
2020-12-13 19:30 | 5.3586 | 5.3586
2020-12-13 20:00 | 5.305 | 5.305
2020-12-13 20:30 | 5.0371 | 5.0371
2020-12-13 21:00 | 4.7692 | 4.7692
2020-12-13 21:30 | 4.4476 | 4.4476
2020-12-13 22:00 | 4.1261 | 4.1261
2020-12-13 22:30 | 3.8582 | 3.8582
2020-12-13 23:00 | 3.751 | 3.751
2020-12-13 23:30 | 3.6974 | 3.6974
2020-12-14 | 3.5903 | 3.5903
2020-12-14 00:30 | 3.4831 | 3.4831
2020-12-14 01:00 | 3.3223 | 3.3223
2020-12-14 01:30 | 3.3223 | 3.3223
2020-12-14 02:00 | 3.1616 | 3.1616
2020-12-14 02:30 | 3.1616 | 3.1616
2020-12-14 03:00 | 3.1616 | 3.1616
2020-12-14 03:30 | 3.0544 | 3.0544
2020-12-14 04:00 | 3.0544 | 3.0544
2020-12-14 04:30 | 3.108 | 3.108
2020-12-14 05:00 | 3.2687 | 3.2687
2020-12-14 05:30 | 3.3759 | 3.3759
2020-12-14 06:00 | 3.3759 | 3.3759
2020-12-14 06:30 | 3.4295 | 3.4295
2020-12-14 07:00 | 3.5367 | 3.5367
2020-12-14 07:30 | 3.751 | 3.751
2020-12-14 08:00 | 3.751 | 3.751
2020-12-14 08:30 | 3.9118 | 3.9118
2020-12-14 09:00 | 4.0725 | 4.0725
2020-12-14 09:30 | 4.0189 | 4.0189
2020-12-14 10:00 | 4.0189 | 4.0189
2020-12-14 10:30 | 4.2333 | 4.2333
2020-12-14 11:00 | 4.4476 | 4.4476
2020-12-14 11:30 | 4.4476 | 4.4476
2020-12-14 12:00 | 4.662 | 4.662
2020-12-14 12:30 | 4.8763 | 4.8763
2020-12-14 13:00 | 5.1978 | 5.1978
2020-12-14 13:30 | 4.8763 | 4.8763
2020-12-14 14:00 | 5.2514 | 5.2514
2020-12-14 14:30 | 5.4658 | 5.4658
2020-12-14 15:00 | 5.4658 | 5.4658
2020-12-14 15:30 | 6.0016 | 6.0016
2020-12-14 16:00 | 5.8409 | 5.8409
2020-12-14 16:30 | 5.8409 | 5.8409
2020-12-14 17:00 | 5.8409 | 5.8409
2020-12-14 17:30 | 5.8945 | 5.8945
2020-12-14 18:00 | 5.948 | 5.948
2020-12-14 18:30 | 6.1088 | 6.1088
2020-12-14 19:00 | 6.0016 | 6.0016
2020-12-14 19:30 | 5.6265 | 5.6265
2020-12-14 20:00 | 5.1978 | 5.1978
2020-12-14 20:30 | 4.9835 | 4.9835
2020-12-14 21:00 | 4.662 | 4.662
2020-12-14 21:30 | 4.4476 | 4.4476
2020-12-14 22:00 | 4.1261 | 4.1261
2020-12-14 22:30 | 4.0189 | 4.0189
2020-12-14 23:00 | 3.751 | 3.751
2020-12-14 23:30 | 3.5367 | 3.5367
2020-12-15 | 3.4295 | 3.4295
2020-12-15 00:30 | 3.3223 | 3.3223
2020-12-15 01:00 | 3.3223 | 3.3223
2020-12-15 01:30 | 3.2152 | 3.2152
2020-12-15 02:00 | 3.2152 | 3.2152
2020-12-15 02:30 | 3.1616 | 3.1616
2020-12-15 03:00 | 3.108 | 3.108
2020-12-15 03:30 | 3.0008 | 3.0008
2020-12-15 04:00 | 3.0811 | 3.0811
2020-12-15 04:30 | 2.8401 | 2.8401
2020-12-15 05:00 | 3.0008 | 3.0008
2020-12-15 05:30 | 2.9472 | 2.9472
2020-12-15 06:00 | 3.1616 | 3.1616
2020-12-15 06:30 | 3.108 | 3.108
2020-12-15 07:00 | 3.3223 | 3.3223
2020-12-15 07:30 | 3.5367 | 3.5367
2020-12-15 08:00 | 3.5903 | 3.5903
2020-12-15 08:30 | 3.8046 | 3.8046
2020-12-15 09:00 | 4.0189 | 4.0189
2020-12-15 09:30 | 4.2869 | 4.2869
2020-12-15 10:00 | 4.3405 | 4.3405
2020-12-15 10:30 | 4.6084 | 4.6084
2020-12-15 11:00 | 4.5548 | 4.5548
2020-12-15 11:30 | 4.9299 | 4.9299
2020-12-15 12:00 | 4.9835 | 4.9835
2020-12-15 12:30 | 5.1978 | 5.1978
2020-12-15 13:00 | 5.8945 | 5.8945
2020-12-15 13:30 | 5.2396 | 5.2396
2020-12-15 14:00 | 5.2514 | 5.2514
2020-12-15 14:30 | 5.7337 | 5.7337
2020-12-15 15:00 | 5.8409 | 5.8409
2020-12-15 15:30 | 5.8945 | 5.8945
2020-12-15 16:00 | 6.0016 | 6.0016
2020-12-15 16:30 | 5.7873 | 5.7873
2020-12-15 17:00 | 5.4122 | 5.4122
2020-12-15 17:30 | 5.4122 | 5.4122
2020-12-15 18:00 | 5.4122 | 5.4122
2020-12-15 18:30 | 5.5723 | 5.5723
2020-12-15 19:00 | 5.5484 | 5.5484
2020-12-15 19:30 | 5.4122 | 5.4122
2020-12-15 20:00 | 5.116 | 5.116
2020-12-15 20:30 | 4.9669 | 4.9669
2020-12-15 21:00 | 4.5109 | 4.5109
2020-12-15 21:30 | 4.3259 | 4.3259
2020-12-15 22:00 | 4.2183 | 4.2183
2020-12-15 22:30 | 3.8046 | 3.8046
2020-12-15 23:00 | 3.5851 | 3.5851
2020-12-15 23:30 | 3.4766 | 3.4766
2020-12-16 | 3.2747 | 3.2747
2020-12-16 00:30 | 3.2028 | 3.2028
2020-12-16 01:00 | 2.9889 | 2.9889
2020-12-16 01:30 | 3.0127 | 3.0127
2020-12-16 02:00 | 2.9246 | 2.9246
2020-12-16 02:30 | 2.8979 | 2.8979
2020-12-16 03:00 | 2.8932 | 2.8932
2020-12-16 03:30 | 2.7455 | 2.7455
2020-12-16 04:00 | 2.8458 | 2.8458
2020-12-16 04:30 | 2.7914 | 2.7914
2020-12-16 05:00 | 2.9341 | 2.9341
2020-12-16 05:30 | 2.9676 | 2.9676
2020-12-16 06:00 | 3.0738 | 3.0738
2020-12-16 06:30 | 3.0301 | 3.0301
2020-12-16 07:00 | 3.2273 | 3.2273
2020-12-16 07:30 | 3.3451 | 3.3451
2020-12-16 08:00 | 3.4116 | 3.4116
2020-12-16 08:30 | 3.5908 | 3.5908
2020-12-16 09:00 | 3.6084 | 3.6084
2020-12-16 09:30 | 3.8552 | 3.8552
2020-12-16 10:00 | 4.0714 | 4.0714
2020-12-16 10:30 | 4.314 | 4.314
2020-12-16 11:00 | 4.3941 | 4.3941
2020-12-16 11:30 | 4.5548 | 4.5548
2020-12-16 12:00 | 4.8227 | 4.8227
2020-12-16 12:30 | 4.8763 | 4.8763
2020-12-16 13:00 | 5.1443 | 5.1443
2020-12-16 13:30 | 5.2514 | 5.2514
2020-12-16 14:00 | 5.6265 | 5.6265
2020-12-16 14:30 | 5.6265 | 5.6265
2020-12-16 15:00 | 5.5194 | 5.5194
2020-12-16 15:30 | 6.0552 | 6.0552
2020-12-16 16:00 | 5.7873 | 5.7873
2020-12-16 16:30 | 6.216 | 6.216
2020-12-16 17:00 | 6.2696 | 6.2696
2020-12-16 17:30 | 6.1624 | 6.1624
2020-12-16 18:00 | 6.3231 | 6.3231
2020-12-16 18:30 | 6.2696 | 6.2696
2020-12-16 19:00 | 6.1624 | 6.1624
2020-12-16 19:30 | 6.0552 | 6.0552
2020-12-16 20:00 | 6.0552 | 6.0552
2020-12-16 20:30 | 5.5194 | 5.5194
2020-12-16 21:00 | 5.305 | 5.305
2020-12-16 21:30 | 4.9835 | 4.9835
2020-12-16 22:00 | 4.5012 | 4.5012
2020-12-16 22:30 | 4.1261 | 4.1261
2020-12-16 23:00 | 3.9654 | 3.9654
2020-12-16 23:30 | 3.8046 | 3.8046
2020-12-17 | 3.6974 | 3.6974
2020-12-17 00:30 | 3.5903 | 3.5903
2020-12-17 01:00 | 3.4295 | 3.4295
2020-12-17 01:30 | 3.4295 | 3.4295
2020-12-17 02:00 | 3.3223 | 3.3223
2020-12-17 02:30 | 3.3223 | 3.3223
2020-12-17 03:00 | 3.2152 | 3.2152
2020-12-17 03:30 | 3.2687 | 3.2687
2020-12-17 04:00 | 3.2687 | 3.2687
2020-12-17 04:30 | 3.2152 | 3.2152
2020-12-17 05:00 | 3.2687 | 3.2687
2020-12-17 05:30 | 3.1616 | 3.1616
2020-12-17 06:00 | 3.2687 | 3.2687
2020-12-17 06:30 | 3.3223 | 3.3223
2020-12-17 07:00 | 3.4831 | 3.4831
2020-12-17 07:30 | 3.6438 | 3.6438
2020-12-17 08:00 | 3.751 | 3.751
2020-12-17 08:30 | 3.9118 | 3.9118
2020-12-17 09:00 | 4.0725 | 4.0725
2020-12-17 09:30 | 4.1797 | 4.1797
2020-12-17 10:00 | 4.3941 | 4.3941
2020-12-17 10:30 | 4.4476 | 4.4476
2020-12-17 11:00 | 4.5548 | 4.5548
2020-12-17 11:30 | 4.7692 | 4.7692
2020-12-17 12:00 | 4.7692 | 4.7692
2020-12-17 12:30 | 5.1987 | 5.1987
2020-12-17 13:00 | 5.4122 | 5.4122
2020-12-17 13:30 | 5.4122 | 5.4122
2020-12-17 14:00 | 5.5194 | 5.5194
2020-12-17 14:30 | 5.8409 | 5.8409
2020-12-17 15:00 | 5.948 | 5.948
2020-12-17 15:30 | 5.5729 | 5.5729
2020-12-17 16:00 | 5.8409 | 5.8409
2020-12-17 16:30 | 5.8945 | 5.8945
2020-12-17 17:00 | 6.2696 | 6.2696
2020-12-17 17:30 | 6.3767 | 6.3767
2020-12-17 18:00 | 6.1624 | 6.1624
2020-12-17 18:30 | 6.2696 | 6.2696
2020-12-17 19:00 | 6.0421 | 6.0421
2020-12-17 19:30 | 6.0552 | 6.0552
2020-12-17 20:00 | 5.6801 | 5.6801
2020-12-17 20:30 | 5.4122 | 5.4122
2020-12-17 21:00 | 4.9299 | 4.9299
2020-12-17 21:30 | 4.7692 | 4.7692
2020-12-17 22:00 | 4.5012 | 4.5012
2020-12-17 22:30 | 4.1261 | 4.1261
2020-12-17 23:00 | 3.9118 | 3.9118
2020-12-17 23:30 | 3.4831 | 3.4831
2020-12-18 | 3.5367 | 3.5367
2020-12-18 00:30 | 3.4295 | 3.4295
2020-12-18 01:00 | 3.4831 | 3.4831
2020-12-18 01:30 | 3.3759 | 3.3759
2020-12-18 02:00 | 3.4295 | 3.4295
2020-12-18 02:30 | 3.2687 | 3.2687
2020-12-18 03:00 | 3.2687 | 3.2687
2020-12-18 03:30 | 3.2687 | 3.2687
2020-12-18 04:00 | 3.1616 | 3.1616
2020-12-18 04:30 | 3.2687 | 3.2687
2020-12-18 05:00 | 3.1616 | 3.1616
2020-12-18 05:30 | 3.3223 | 3.3223
2020-12-18 06:00 | 3.2687 | 3.2687
2020-12-18 06:30 | 3.3759 | 3.3759
2020-12-18 07:00 | 3.6438 | 3.6438
2020-12-18 07:30 | 3.5367 | 3.5367
2020-12-18 08:00 | 3.8046 | 3.8046
2020-12-18 08:30 | 3.9654 | 3.9654
2020-12-18 09:00 | 4.0189 | 4.0189
2020-12-18 09:30 | 4.1261 | 4.1261
2020-12-18 10:00 | 4.2333 | 4.2333
2020-12-18 10:30 | 4.3405 | 4.3405
2020-12-18 11:00 | 4.662 | 4.662
2020-12-18 11:30 | 5.0371 | 5.0371
2020-12-18 12:00 | 4.7156 | 4.7156
2020-12-18 12:30 | 4.8763 | 4.8763
2020-12-18 13:00 | 5.0371 | 5.0371
2020-12-18 13:30 | 5.305 | 5.305
2020-12-18 14:00 | 5.4122 | 5.4122
2020-12-18 14:30 | 5.5194 | 5.5194
2020-12-18 15:00 | 5.8409 | 5.8409
2020-12-18 15:30 | 5.8409 | 5.8409
2020-12-18 16:00 | 5.8409 | 5.8409
2020-12-18 16:30 | 5.8409 | 5.8409
2020-12-18 17:00 | 5.6265 | 5.6265
2020-12-18 17:30 | 5.6265 | 5.6265
2020-12-18 18:00 | 5.305 | 5.305
2020-12-18 18:30 | 5.3586 | 5.3586
2020-12-18 19:00 | 5.1443 | 5.1443
2020-12-18 19:30 | 5.305 | 5.305
2020-12-18 20:00 | 5.0371 | 5.0371
2020-12-18 20:30 | 4.9299 | 4.9299
2020-12-18 21:00 | 4.662 | 4.662
2020-12-18 21:30 | 4.5548 | 4.5548
2020-12-18 22:00 | 4.2333 | 4.2333
2020-12-18 22:30 | 3.8582 | 3.8582
2020-12-18 23:00 | 3.6974 | 3.6974
2020-12-18 23:30 | 3.5903 | 3.5903
2020-12-19 | 3.4831 | 3.4831
2020-12-19 00:30 | 3.3759 | 3.3759
2020-12-19 01:00 | 3.2687 | 3.2687
2020-12-19 01:30 | 3.2687 | 3.2687
2020-12-19 02:00 | 3.108 | 3.108
2020-12-19 02:30 | 3.1616 | 3.1616
2020-12-19 03:00 | 3.0544 | 3.0544
2020-12-19 03:30 | 2.9472 | 2.9472
2020-12-19 04:00 | 3.0544 | 3.0544
2020-12-19 04:30 | 3.0544 | 3.0544
2020-12-19 05:00 | 3.108 | 3.108
2020-12-19 05:30 | 3.108 | 3.108
2020-12-19 06:00 | 3.0008 | 3.0008
2020-12-19 06:30 | 3.0008 | 3.0008
2020-12-19 07:00 | 3.2152 | 3.2152
2020-12-19 07:30 | 3.4831 | 3.4831
2020-12-19 08:00 | 3.3759 | 3.3759
2020-12-19 08:30 | 3.8046 | 3.8046
2020-12-19 09:00 | 3.5903 | 3.5903
2020-12-19 09:30 | 3.8046 | 3.8046
2020-12-19 10:00 | 4.0725 | 4.0725
2020-12-19 10:30 | 4.0189 | 4.0189
2020-12-19 11:00 | 4.2333 | 4.2333
2020-12-19 11:30 | 4.5548 | 4.5548
2020-12-19 12:00 | 4.5548 | 4.5548
2020-12-19 12:30 | 4.8227 | 4.8227
2020-12-19 13:00 | 4.8763 | 4.8763
2020-12-19 13:30 | 5.0907 | 5.0907
2020-12-19 14:00 | 5.4122 | 5.4122
2020-12-19 14:30 | 5.1443 | 5.1443
2020-12-19 15:00 | 5.2514 | 5.2514
2020-12-19 15:30 | 5.8409 | 5.8409
2020-12-19 16:00 | 5.6801 | 5.6801
2020-12-19 16:30 | 5.7873 | 5.7873
2020-12-19 17:00 | 5.8409 | 5.8409
2020-12-19 17:30 | 5.8945 | 5.8945
2020-12-19 18:00 | 5.7337 | 5.7337
2020-12-19 18:30 | 5.5729 | 5.5729
2020-12-19 19:00 | 5.6265 | 5.6265
2020-12-19 19:30 | 5.305 | 5.305
2020-12-19 20:00 | 5.305 | 5.305
2020-12-19 20:30 | 4.9835 | 4.9835
2020-12-19 21:00 | 4.7692 | 4.7692
2020-12-19 21:30 | 4.662 | 4.662
2020-12-19 22:00 | 4.2869 | 4.2869
2020-12-19 22:30 | 4.1261 | 4.1261
2020-12-19 23:00 | 3.9654 | 3.9654
2020-12-19 23:30 | 3.6974 | 3.6974
2020-12-20 | 3.6438 | 3.6438
2020-12-20 00:30 | 3.5367 | 3.5367
2020-12-20 01:00 | 3.4831 | 3.4831
2020-12-20 01:30 | 3.2687 | 3.2687
2020-12-20 02:00 | 3.2687 | 3.2687
2020-12-20 02:30 | 3.1616 | 3.1616
2020-12-20 03:00 | 3.1616 | 3.1616
2020-12-20 03:30 | 3.1616 | 3.1616
2020-12-20 04:00 | 3.1616 | 3.1616
2020-12-20 04:30 | 3.2152 | 3.2152
2020-12-20 05:00 | 3.0008 | 3.0008
2020-12-20 05:30 | 3.1616 | 3.1616
2020-12-20 06:00 | 3.0544 | 3.0544
2020-12-20 06:30 | 3.0544 | 3.0544
2020-12-20 07:00 | 3.0544 | 3.0544
2020-12-20 07:30 | 3.0544 | 3.0544
2020-12-20 08:00 | 3.1616 | 3.1616
2020-12-20 08:30 | 2.9472 | 2.9472
2020-12-20 09:00 | 2.8936 | 2.8936
2020-12-20 09:30 | 2.8401 | 2.8401
2020-12-20 10:00 | 2.7329 | 2.7329
2020-12-20 10:30 | 2.9472 | 2.9472
2020-12-20 11:00 | 3.2152 | 3.2152
2020-12-20 11:30 | 3.4831 | 3.4831
2020-12-20 12:00 | 3.3759 | 3.3759
2020-12-20 12:30 | 3.8046 | 3.8046
2020-12-20 13:00 | 3.9654 | 3.9654
2020-12-20 13:30 | 4.0189 | 4.0189
2020-12-20 14:00 | 3.9118 | 3.9118
2020-12-20 14:30 | 3.751 | 3.751
2020-12-20 15:00 | 4.1261 | 4.1261
2020-12-20 15:30 | 4.2869 | 4.2869
2020-12-20 16:00 | 4.3405 | 4.3405
2020-12-20 16:30 | 4.3405 | 4.3405
2020-12-20 17:00 | 4.5012 | 4.5012
2020-12-20 17:30 | 4.8763 | 4.8763
2020-12-20 18:00 | 5.0907 | 5.0907
2020-12-20 18:30 | 5.0907 | 5.0907
2020-12-20 19:00 | 4.8763 | 4.8763
2020-12-20 19:30 | 4.8227 | 4.8227
2020-12-20 20:00 | 4.6084 | 4.6084
2020-12-20 20:30 | 4.5012 | 4.5012
2020-12-20 21:00 | 4.0189 | 4.0189
2020-12-20 21:30 | 3.8582 | 3.8582
2020-12-20 22:00 | 3.8046 | 3.8046
2020-12-20 22:30 | 3.4831 | 3.4831
2020-12-20 23:00 | 3.4831 | 3.4831
2020-12-20 23:30 | 3.3223 | 3.3223
2020-12-21 | 3.2152 | 3.2152
2020-12-21 00:30 | 3.1616 | 3.1616
2020-12-21 01:00 | 3.1616 | 3.1616
2020-12-21 01:30 | 3.0544 | 3.0544
2020-12-21 02:00 | 3.1616 | 3.1616
2020-12-21 02:30 | 3.0544 | 3.0544
2020-12-21 03:00 | 2.9472 | 2.9472
2020-12-21 03:30 | 2.9472 | 2.9472
2020-12-21 04:00 | 2.8401 | 2.8401
2020-12-21 04:30 | 2.9472 | 2.9472
2020-12-21 05:00 | 2.9472 | 2.9472
2020-12-21 05:30 | 3.0008 | 3.0008
2020-12-21 06:00 | 2.8936 | 2.8936
2020-12-21 06:30 | 3.0008 | 3.0008
2020-12-21 07:00 | 3.0544 | 3.0544
2020-12-21 07:30 | 3.2152 | 3.2152
2020-12-21 08:00 | 3.1616 | 3.1616
2020-12-21 08:30 | 3.2687 | 3.2687
2020-12-21 09:00 | 3.3223 | 3.3223
2020-12-21 09:30 | 3.4831 | 3.4831
2020-12-21 10:00 | 3.6974 | 3.6974
2020-12-21 10:30 | 3.9118 | 3.9118
2020-12-21 11:00 | 4.2869 | 4.2869
2020-12-21 11:30 | 4.4476 | 4.4476
2020-12-21 12:00 | 4.6084 | 4.6084
2020-12-21 12:30 | 4.5548 | 4.5548
2020-12-21 13:00 | 4.8227 | 4.8227
2020-12-21 13:30 | 4.6084 | 4.6084
2020-12-21 14:00 | 4.8763 | 4.8763
2020-12-21 14:30 | 4.5548 | 4.5548
2020-12-21 15:00 | 4.662 | 4.662
2020-12-21 15:30 | 4.9299 | 4.9299
2020-12-21 16:00 | 4.2333 | 4.2333
2020-12-21 16:30 | 3.9118 | 3.9118
2020-12-21 17:00 | 3.3759 | 3.3759
2020-12-21 17:30 | 3.5903 | 3.5903
2020-12-21 18:00 | 3.5367 | 3.5367
2020-12-21 18:30 | 3.6974 | 3.6974
2020-12-21 19:00 | 3.6974 | 3.6974
2020-12-21 19:30 | 3.5903 | 3.5903
2020-12-21 20:00 | 3.5903 | 3.5903
2020-12-21 20:30 | 3.3759 | 3.3759
2020-12-21 21:00 | 3.1616 | 3.1616
2020-12-21 21:30 | 3.1616 | 3.1616
2020-12-21 22:00 | 2.9472 | 2.9472
2020-12-21 22:30 | 2.8936 | 2.8936
2020-12-21 23:00 | 2.6257 | 2.6257
2020-12-21 23:30 | 2.7329 | 2.7329
2020-12-22 | 2.5721 | 2.5721
2020-12-22 00:30 | 2.5185 | 2.5185
2020-12-22 01:00 | 2.3578 | 2.3578
2020-12-22 01:30 | 2.465 | 2.465
2020-12-22 02:00 | 2.4114 | 2.4114
2020-12-22 02:30 | 2.4114 | 2.4114
2020-12-22 03:00 | 2.3042 | 2.3042
2020-12-22 03:30 | 2.3042 | 2.3042
2020-12-22 04:00 | 2.3578 | 2.3578
2020-12-22 04:30 | 2.3578 | 2.3578
2020-12-22 05:00 | 2.3578 | 2.3578
2020-12-22 05:30 | 2.3578 | 2.3578
2020-12-22 06:00 | 2.5185 | 2.5185
2020-12-22 06:30 | 2.465 | 2.465
2020-12-22 07:00 | 2.5721 | 2.5721
2020-12-22 07:30 | 2.5185 | 2.5185
2020-12-22 08:00 | 2.7865 | 2.7865
2020-12-22 08:30 | 2.6793 | 2.6793
2020-12-22 09:00 | 2.7329 | 2.7329
2020-12-22 09:30 | 2.6257 | 2.6257
2020-12-22 10:00 | 2.5185 | 2.5185
2020-12-22 10:30 | 2.4114 | 2.4114
2020-12-22 11:00 | 2.3042 | 2.3042
2020-12-22 11:30 | 2.0899 | 2.0899
2020-12-22 12:00 | 2.3042 | 2.3042
2020-12-22 12:30 | 2.6257 | 2.6257
2020-12-22 13:00 | 2.7329 | 2.7329
2020-12-22 13:30 | 2.8401 | 2.8401
2020-12-22 14:00 | 2.8401 | 2.8401
2020-12-22 14:30 | 2.8401 | 2.8401
2020-12-22 15:00 | 3.2687 | 3.2687
2020-12-22 15:30 | 3.0544 | 3.0544
2020-12-22 16:00 | 3.2152 | 3.2152
2020-12-22 16:30 | 3.5903 | 3.5903
2020-12-22 17:00 | 3.6974 | 3.6974
2020-12-22 17:30 | 3.5367 | 3.5367
2020-12-22 18:00 | 3.5903 | 3.5903
2020-12-22 18:30 | 3.4831 | 3.4831
2020-12-22 19:00 | 3.3759 | 3.3759
2020-12-22 19:30 | 3.3759 | 3.3759
2020-12-22 20:00 | 3.2152 | 3.2152
2020-12-22 20:30 | 2.9472 | 2.9472
2020-12-22 21:00 | 2.8936 | 2.8936
2020-12-22 21:30 | 2.7897 | 2.7897
2020-12-22 22:00 | 2.6621 | 2.6621
2020-12-22 22:30 | 2.5065 | 2.5065
2020-12-22 23:00 | 2.465 | 2.465
2020-12-22 23:30 | 2.3578 | 2.3578
2020-12-23 | 2.3042 | 2.3042
2020-12-23 00:30 | 2.197 | 2.197
2020-12-23 01:00 | 2.1434 | 2.1434
2020-12-23 01:30 | 1.9827 | 1.9827
2020-12-23 02:00 | 1.9827 | 1.9827
2020-12-23 02:30 | 1.9827 | 1.9827
2020-12-23 03:00 | 1.9291 | 1.9291
2020-12-23 03:30 | 1.9291 | 1.9291
2020-12-23 04:00 | 1.8755 | 1.8755
2020-12-23 04:30 | 1.9827 | 1.9827
2020-12-23 05:00 | 1.9827 | 1.9827
2020-12-23 05:30 | 2.0363 | 2.0363
2020-12-23 06:00 | 2.197 | 2.197
2020-12-23 06:30 | 2.197 | 2.197
2020-12-23 07:00 | 2.3042 | 2.3042
2020-12-23 07:30 | 2.197 | 2.197
2020-12-23 08:00 | 2.2506 | 2.2506
2020-12-23 08:30 | 2.197 | 2.197
2020-12-23 09:00 | 2.1434 | 2.1434
2020-12-23 09:30 | 2.2506 | 2.2506
2020-12-23 10:00 | 2.465 | 2.465
2020-12-23 10:30 | 2.2506 | 2.2506
2020-12-23 11:00 | 2.7329 | 2.7329
2020-12-23 11:30 | 2.5721 | 2.5721
2020-12-23 12:00 | 2.8401 | 2.8401
2020-12-23 12:30 | 3.1616 | 3.1616
2020-12-23 13:00 | 3.1616 | 3.1616
2020-12-23 13:30 | 3.5903 | 3.5903
2020-12-23 14:00 | 3.8046 | 3.8046
2020-12-23 14:30 | 3.5903 | 3.5903
2020-12-23 15:00 | 3.6974 | 3.6974
2020-12-23 15:30 | 4.1797 | 4.1797
2020-12-23 16:00 | 4.1797 | 4.1797
2020-12-23 16:30 | 4.4476 | 4.4476
2020-12-23 17:00 | 4.2333 | 4.2333
2020-12-23 17:30 | 4.4476 | 4.4476
2020-12-23 18:00 | 4.4476 | 4.4476
2020-12-23 18:30 | 4.662 | 4.662
2020-12-23 19:00 | 4.662 | 4.662
2020-12-23 19:30 | 4.5548 | 4.5548
2020-12-23 20:00 | 4.3941 | 4.3941
2020-12-23 20:30 | 4.2869 | 4.2869
2020-12-23 21:00 | 4.0189 | 4.0189
2020-12-23 21:30 | 3.9118 | 3.9118
2020-12-23 22:00 | 3.6974 | 3.6974
2020-12-23 22:30 | 3.4831 | 3.4831
2020-12-23 23:00 | 3.2687 | 3.2687
2020-12-23 23:30 | 3.1616 | 3.1616
2020-12-24 | 2.9472 | 2.9472
2020-12-24 00:30 | 2.8401 | 2.8401
2020-12-24 01:00 | 2.8401 | 2.8401
2020-12-24 01:30 | 2.7329 | 2.7329
2020-12-24 02:00 | 2.7865 | 2.7865
2020-12-24 02:30 | 2.6793 | 2.6793
2020-12-24 03:00 | 2.7329 | 2.7329
2020-12-24 03:30 | 2.5185 | 2.5185
2020-12-24 04:00 | 2.5721 | 2.5721
2020-12-24 04:30 | 2.5185 | 2.5185
2020-12-24 05:00 | 2.6257 | 2.6257
2020-12-24 05:30 | 2.4114 | 2.4114
2020-12-24 06:00 | 2.5185 | 2.5185
2020-12-24 06:30 | 2.465 | 2.465
2020-12-24 07:00 | 2.6257 | 2.6257
2020-12-24 07:30 | 2.7329 | 2.7329
2020-12-24 08:00 | 2.7865 | 2.7865
2020-12-24 08:30 | 2.8401 | 2.8401
2020-12-24 09:00 | 2.9472 | 2.9472
2020-12-24 09:30 | 3.1616 | 3.1616
2020-12-24 10:00 | 3.1616 | 3.1616
2020-12-24 10:30 | 3.1616 | 3.1616
2020-12-24 11:00 | 3.3759 | 3.3759
2020-12-24 11:30 | 3.4831 | 3.4831
2020-12-24 12:00 | 3.8046 | 3.8046
2020-12-24 12:30 | 3.9118 | 3.9118
2020-12-24 13:00 | 4.0189 | 4.0189
2020-12-24 13:30 | 4.2333 | 4.2333
2020-12-24 14:00 | 4.2333 | 4.2333
2020-12-24 14:30 | 4.5012 | 4.5012
2020-12-24 15:00 | 4.5548 | 4.5548
2020-12-24 15:30 | 4.7156 | 4.7156
2020-12-24 16:00 | 4.7692 | 4.7692
2020-12-24 16:30 | 4.9835 | 4.9835
2020-12-24 17:00 | 4.9835 | 4.9835
2020-12-24 17:30 | 5.1978 | 5.1978
2020-12-24 18:00 | 4.9835 | 4.9835
2020-12-24 18:30 | 5.1978 | 5.1978
2020-12-24 19:00 | 4.9835 | 4.9835
2020-12-24 19:30 | 4.8763 | 4.8763
2020-12-24 20:00 | 4.7692 | 4.7692
2020-12-24 20:30 | 4.662 | 4.662
2020-12-24 21:00 | 4.1261 | 4.1261
2020-12-24 21:30 | 4.1261 | 4.1261
2020-12-24 22:00 | 3.8046 | 3.8046
2020-12-24 22:30 | 3.6438 | 3.6438
2020-12-24 23:00 | 3.2687 | 3.2687
2020-12-24 23:30 | 3.2687 | 3.2687
2020-12-25 | 3.0544 | 3.0544
2020-12-25 00:30 | 3.0008 | 3.0008
2020-12-25 01:00 | 2.7865 | 2.7865
2020-12-25 01:30 | 2.8401 | 2.8401
2020-12-25 02:00 | 2.6793 | 2.6793
2020-12-25 02:30 | 2.7329 | 2.7329
2020-12-25 03:00 | 2.5721 | 2.5721
2020-12-25 03:30 | 2.5721 | 2.5721
2020-12-25 04:00 | 2.5185 | 2.5185
2020-12-25 04:30 | 2.5721 | 2.5721
2020-12-25 05:00 | 2.4114 | 2.4114
2020-12-25 05:30 | 2.6257 | 2.6257
2020-12-25 06:00 | 2.5185 | 2.5185
2020-12-25 06:30 | 2.6257 | 2.6257
2020-12-25 07:00 | 2.6793 | 2.6793
2020-12-25 07:30 | 2.6793 | 2.6793
2020-12-25 08:00 | 2.6793 | 2.6793
2020-12-25 08:30 | 2.5185 | 2.5185
2020-12-25 09:00 | 2.7329 | 2.7329
2020-12-25 09:30 | 2.6257 | 2.6257
2020-12-25 10:00 | 2.6257 | 2.6257
2020-12-25 10:30 | 2.7329 | 2.7329
2020-12-25 11:00 | 2.9472 | 2.9472
2020-12-25 11:30 | 3.1065 | 3.1065
2020-12-25 12:00 | 3.5367 | 3.5367
2020-12-25 12:30 | 3.6974 | 3.6974
2020-12-25 13:00 | 3.4295 | 3.4295
2020-12-25 13:30 | 3.3759 | 3.3759
2020-12-25 14:00 | 3.5367 | 3.5367
2020-12-25 14:30 | 3.8582 | 3.8582
2020-12-25 15:00 | 3.8046 | 3.8046
2020-12-25 15:30 | 3.8582 | 3.8582
2020-12-25 16:00 | 3.9118 | 3.9118
2020-12-25 16:30 | 3.751 | 3.751
2020-12-25 17:00 | 3.8582 | 3.8582
2020-12-25 17:30 | 3.8046 | 3.8046
2020-12-25 18:00 | 3.8046 | 3.8046
2020-12-25 18:30 | 3.8582 | 3.8582
2020-12-25 19:00 | 3.6974 | 3.6974
2020-12-25 19:30 | 3.6438 | 3.6438
2020-12-25 20:00 | 3.751 | 3.751
2020-12-25 20:30 | 3.6974 | 3.6974
2020-12-25 21:00 | 3.5367 | 3.5367
2020-12-25 21:30 | 3.5903 | 3.5903
2020-12-25 22:00 | 3.3759 | 3.3759
2020-12-25 22:30 | 3.3223 | 3.3223
2020-12-25 23:00 | 3.1616 | 3.1616
2020-12-25 23:30 | 3.108 | 3.108
2020-12-26 | 2.8936 | 2.8936
2020-12-26 00:30 | 2.8401 | 2.8401
2020-12-26 01:00 | 2.8936 | 2.8936
2020-12-26 01:30 | 2.8401 | 2.8401
2020-12-26 02:00 | 2.7329 | 2.7329
2020-12-26 02:30 | 2.7865 | 2.7865
2020-12-26 03:00 | 2.7329 | 2.7329
2020-12-26 03:30 | 2.6793 | 2.6793
2020-12-26 04:00 | 2.6793 | 2.6793
2020-12-26 04:30 | 2.6257 | 2.6257
2020-12-26 05:00 | 2.6257 | 2.6257
2020-12-26 05:30 | 2.6257 | 2.6257
2020-12-26 06:00 | 2.6257 | 2.6257
2020-12-26 06:30 | 2.5721 | 2.5721
2020-12-26 07:00 | 2.5721 | 2.5721
2020-12-26 07:30 | 2.5185 | 2.5185
2020-12-26 08:00 | 2.7329 | 2.7329
2020-12-26 08:30 | 2.6793 | 2.6793
2020-12-26 09:00 | 2.7865 | 2.7865
2020-12-26 09:30 | 2.7865 | 2.7865
2020-12-26 10:00 | 2.8401 | 2.8401
2020-12-26 10:30 | 2.9472 | 2.9472
2020-12-26 11:00 | 3.3223 | 3.3223
2020-12-26 11:30 | 3.0544 | 3.0544
2020-12-26 12:00 | 3.2152 | 3.2152
2020-12-26 12:30 | 3.2152 | 3.2152
2020-12-26 13:00 | 3.4831 | 3.4831
2020-12-26 13:30 | 3.4831 | 3.4831
2020-12-26 14:00 | 3.6974 | 3.6974
2020-12-26 14:30 | 3.8046 | 3.8046
2020-12-26 15:00 | 3.5903 | 3.5903
2020-12-26 15:30 | 3.9654 | 3.9654
2020-12-26 16:00 | 3.8046 | 3.8046
2020-12-26 16:30 | 3.9118 | 3.9118
2020-12-26 17:00 | 4.0725 | 4.0725
2020-12-26 17:30 | 4.1797 | 4.1797
2020-12-26 18:00 | 4.1261 | 4.1261
2020-12-26 18:30 | 4.2869 | 4.2869
2020-12-26 19:00 | 4.2333 | 4.2333
2020-12-26 19:30 | 4.2333 | 4.2333
2020-12-26 20:00 | 4.1261 | 4.1261
2020-12-26 20:30 | 4.0189 | 4.0189
2020-12-26 21:00 | 3.6974 | 3.6974
2020-12-26 21:30 | 3.5367 | 3.5367
2020-12-26 22:00 | 3.1616 | 3.1616
2020-12-26 22:30 | 3.0544 | 3.0544
2020-12-26 23:00 | 2.9472 | 2.9472
2020-12-26 23:30 | 2.8401 | 2.8401
2020-12-27 | 2.8401 | 2.8401
2020-12-27 00:30 | 2.7329 | 2.7329
2020-12-27 01:00 | 2.6257 | 2.6257
2020-12-27 01:30 | 2.465 | 2.465
2020-12-27 02:00 | 2.5185 | 2.5185
2020-12-27 02:30 | 2.4114 | 2.4114
2020-12-27 03:00 | 2.465 | 2.465
2020-12-27 03:30 | 2.4114 | 2.4114
2020-12-27 04:00 | 2.465 | 2.465
2020-12-27 04:30 | 2.4114 | 2.4114
2020-12-27 05:00 | 2.4114 | 2.4114
2020-12-27 05:30 | 2.4114 | 2.4114
2020-12-27 06:00 | 2.3042 | 2.3042
2020-12-27 06:30 | 2.3578 | 2.3578
2020-12-27 07:00 | 2.3042 | 2.3042
2020-12-27 07:30 | 2.5721 | 2.5721
2020-12-27 08:00 | 2.5185 | 2.5185
2020-12-27 08:30 | 2.6793 | 2.6793
2020-12-27 09:00 | 2.5185 | 2.5185
2020-12-27 09:30 | 2.5185 | 2.5185
2020-12-27 10:00 | 2.3042 | 2.3042
2020-12-27 10:30 | 2.6257 | 2.6257
2020-12-27 11:00 | 2.9472 | 2.9472
2020-12-27 11:30 | 2.8401 | 2.8401
2020-12-27 12:00 | 2.8401 | 2.8401
2020-12-27 12:30 | 2.6257 | 2.6257
2020-12-27 13:00 | 2.8936 | 2.8936
2020-12-27 13:30 | 3.108 | 3.108
2020-12-27 14:00 | 3.1616 | 3.1616
2020-12-27 14:30 | 3.2687 | 3.2687
2020-12-27 15:00 | 3.4295 | 3.4295
2020-12-27 15:30 | 3.5903 | 3.5903
2020-12-27 16:00 | 3.6974 | 3.6974
2020-12-27 16:30 | 3.751 | 3.751
2020-12-27 17:00 | 3.9118 | 3.9118
2020-12-27 17:30 | 4.0725 | 4.0725
2020-12-27 18:00 | 4.2333 | 4.2333
2020-12-27 18:30 | 4.2333 | 4.2333
2020-12-27 19:00 | 4.1797 | 4.1797
2020-12-27 19:30 | 4.0189 | 4.0189
2020-12-27 20:00 | 3.9118 | 3.9118
2020-12-27 20:30 | 3.6438 | 3.6438
2020-12-27 21:00 | 3.3759 | 3.3759
2020-12-27 21:30 | 3.4831 | 3.4831
2020-12-27 22:00 | 3.2687 | 3.2687
2020-12-27 22:30 | 3.0544 | 3.0544
2020-12-27 23:00 | 2.9472 | 2.9472
2020-12-27 23:30 | 2.8401 | 2.8401
2020-12-28 | 2.6793 | 2.6793
2020-12-28 00:30 | 2.5185 | 2.5185
2020-12-28 01:00 | 2.465 | 2.465
2020-12-28 01:30 | 2.4114 | 2.4114
2020-12-28 02:00 | 2.4114 | 2.4114
2020-12-28 02:30 | 2.465 | 2.465
2020-12-28 03:00 | 2.3578 | 2.3578
2020-12-28 03:30 | 2.4114 | 2.4114
2020-12-28 04:00 | 2.4114 | 2.4114
2020-12-28 04:30 | 2.4105 | 2.4105
2020-12-28 05:00 | 2.5721 | 2.5721
2020-12-28 05:30 | 2.5721 | 2.5721
2020-12-28 06:00 | 2.4114 | 2.4114
2020-12-28 06:30 | 2.5185 | 2.5185
2020-12-28 07:00 | 2.465 | 2.465
2020-12-28 07:30 | 2.6793 | 2.6793
2020-12-28 08:00 | 2.6257 | 2.6257
2020-12-28 08:30 | 2.6257 | 2.6257
2020-12-28 09:00 | 2.9472 | 2.9472
2020-12-28 09:30 | 2.8401 | 2.8401
2020-12-28 10:00 | 2.7329 | 2.7329
2020-12-28 10:30 | 3.108 | 3.108
2020-12-28 11:00 | 3.1616 | 3.1616
2020-12-28 11:30 | 3.2152 | 3.2152
2020-12-28 12:00 | 3.3223 | 3.3223
2020-12-28 12:30 | 3.6974 | 3.6974
2020-12-28 13:00 | 3.5903 | 3.5903
2020-12-28 13:30 | 3.6974 | 3.6974
2020-12-28 14:00 | 3.6974 | 3.6974
2020-12-28 14:30 | 3.9118 | 3.9118
2020-12-28 15:00 | 3.9654 | 3.9654
2020-12-28 15:30 | 3.9654 | 3.9654
2020-12-28 16:00 | 4.2333 | 4.2333
2020-12-28 16:30 | 4.3405 | 4.3405
2020-12-28 17:00 | 4.5012 | 4.5012
2020-12-28 17:30 | 4.1797 | 4.1797
2020-12-28 18:00 | 3.9118 | 3.9118
2020-12-28 18:30 | 3.9118 | 3.9118
2020-12-28 19:00 | 3.6974 | 3.6974
2020-12-28 19:30 | 3.751 | 3.751
2020-12-28 20:00 | 3.6438 | 3.6438
2020-12-28 20:30 | 3.5367 | 3.5367
2020-12-28 21:00 | 3.3223 | 3.3223
2020-12-28 21:30 | 2.8401 | 2.8401
2020-12-28 22:00 | 2.7329 | 2.7329
2020-12-28 22:30 | 2.4114 | 2.4114
2020-12-28 23:00 | 2.2506 | 2.2506
2020-12-28 23:30 | 2.197 | 2.197
2020-12-29 | 2.1434 | 2.1434
2020-12-29 00:30 | 2.0899 | 2.0899
2020-12-29 01:00 | 1.9827 | 1.9827
2020-12-29 01:30 | 1.9827 | 1.9827
2020-12-29 02:00 | 1.8755 | 1.8755
2020-12-29 02:30 | 1.8219 | 1.8219
2020-12-29 03:00 | 1.8219 | 1.8219
2020-12-29 03:30 | 1.8219 | 1.8219
2020-12-29 04:00 | 1.8755 | 1.8755
2020-12-29 04:30 | 1.8219 | 1.8219
2020-12-29 05:00 | 1.8755 | 1.8755
2020-12-29 05:30 | 1.8755 | 1.8755
2020-12-29 06:00 | 1.9291 | 1.9291
2020-12-29 06:30 | 2.0899 | 2.0899
2020-12-29 07:00 | 1.9827 | 1.9827
2020-12-29 07:30 | 2.0899 | 2.0899
2020-12-29 08:00 | 2.1434 | 2.1434
2020-12-29 08:30 | 2.197 | 2.197
2020-12-29 09:00 | 2.1434 | 2.1434
2020-12-29 09:30 | 2.197 | 2.197
2020-12-29 10:00 | 1.9291 | 1.9291
2020-12-29 10:30 | 2.3578 | 2.3578
2020-12-29 11:00 | 2.3042 | 2.3042
2020-12-29 11:30 | 2.6793 | 2.6793
2020-12-29 12:00 | 2.6793 | 2.6793
2020-12-29 12:30 | 2.5721 | 2.5721
2020-12-29 13:00 | 2.5721 | 2.5721
2020-12-29 13:30 | 3.0008 | 3.0008
2020-12-29 14:00 | 3.1616 | 3.1616
2020-12-29 14:30 | 3.0544 | 3.0544
2020-12-29 15:00 | 2.7329 | 2.7329
2020-12-29 15:30 | 3.3223 | 3.3223
2020-12-29 16:00 | 3.3223 | 3.3223
2020-12-29 16:30 | 3.0544 | 3.0544
2020-12-29 17:00 | 3.3165 | 3.3165
2020-12-29 17:30 | 3.1616 | 3.1616
2020-12-29 18:00 | 3.4295 | 3.4295
2020-12-29 18:30 | 3.4831 | 3.4831
2020-12-29 19:00 | 3.4831 | 3.4831
2020-12-29 19:30 | 3.3759 | 3.3759
2020-12-29 20:00 | 3.4831 | 3.4831
2020-12-29 20:30 | 3.2687 | 3.2687
2020-12-29 21:00 | 3.1616 | 3.1616
2020-12-29 21:30 | 3.108 | 3.108
2020-12-29 22:00 | 2.8936 | 2.8936
2020-12-29 22:30 | 2.8401 | 2.8401
2020-12-29 23:00 | 2.6257 | 2.6257
2020-12-29 23:30 | 2.6257 | 2.6257
2020-12-30 | 2.5185 | 2.5185
2020-12-30 00:30 | 2.3042 | 2.3042
2020-12-30 01:00 | 2.0899 | 2.0899
2020-12-30 01:30 | 2.0899 | 2.0899
2020-12-30 02:00 | 1.9827 | 1.9827
2020-12-30 02:30 | 1.9827 | 1.9827
2020-12-30 03:00 | 1.9827 | 1.9827
2020-12-30 03:30 | 1.9827 | 1.9827
2020-12-30 04:00 | 1.9827 | 1.9827
2020-12-30 04:30 | 1.9827 | 1.9827
2020-12-30 05:00 | 2.0899 | 2.0899
2020-12-30 05:30 | 2.0899 | 2.0899
2020-12-30 06:00 | 2.197 | 2.197
2020-12-30 06:30 | 2.197 | 2.197
2020-12-30 07:00 | 2.3042 | 2.3042
2020-12-30 07:30 | 2.3042 | 2.3042
2020-12-30 08:00 | 2.465 | 2.465
2020-12-30 08:30 | 2.465 | 2.465
2020-12-30 09:00 | 2.465 | 2.465
2020-12-30 09:30 | 2.5721 | 2.5721
2020-12-30 10:00 | 2.4114 | 2.4114
2020-12-30 10:30 | 2.4114 | 2.4114
2020-12-30 11:00 | 2.7329 | 2.7329
2020-12-30 11:30 | 2.8936 | 2.8936
2020-12-30 12:00 | 2.6793 | 2.6793
2020-12-30 12:30 | 3.108 | 3.108
2020-12-30 13:00 | 3.0008 | 3.0008
2020-12-30 13:30 | 3.2687 | 3.2687
2020-12-30 14:00 | 3.2687 | 3.2687
2020-12-30 14:30 | 3.4295 | 3.4295
2020-12-30 15:00 | 3.3759 | 3.3759
2020-12-30 15:30 | 3.4831 | 3.4831
2020-12-30 16:00 | 3.6438 | 3.6438
2020-12-30 16:30 | 3.6974 | 3.6974
2020-12-30 17:00 | 3.8582 | 3.8582
2020-12-30 17:30 | 4.0189 | 4.0189
2020-12-30 18:00 | 4.0189 | 4.0189
2020-12-30 18:30 | 4.0189 | 4.0189
2020-12-30 19:00 | 3.9654 | 3.9654
2020-12-30 19:30 | 3.8582 | 3.8582
2020-12-30 20:00 | 3.9118 | 3.9118
2020-12-30 20:30 | 3.5903 | 3.5903
2020-12-30 21:00 | 3.4831 | 3.4831
2020-12-30 21:30 | 3.4295 | 3.4295
2020-12-30 22:00 | 3.1616 | 3.1616
2020-12-30 22:30 | 3.0544 | 3.0544
2020-12-30 23:00 | 2.8936 | 2.8936
2020-12-30 23:30 | 2.8401 | 2.8401
2020-12-31 | 2.6257 | 2.6257
2020-12-31 00:30 | 2.5185 | 2.5185
2020-12-31 01:00 | 2.5185 | 2.5185
2020-12-31 01:30 | 2.4114 | 2.4114
2020-12-31 02:00 | 2.4114 | 2.4114
2020-12-31 02:30 | 2.3042 | 2.3042
2020-12-31 03:00 | 2.3578 | 2.3578
2020-12-31 03:30 | 2.3042 | 2.3042
2020-12-31 04:00 | 2.3042 | 2.3042
2020-12-31 04:30 | 2.4114 | 2.4114
2020-12-31 05:00 | 2.3042 | 2.3042
2020-12-31 05:30 | 2.4114 | 2.4114
2020-12-31 06:00 | 2.3042 | 2.3042
2020-12-31 06:30 | 2.4114 | 2.4114
2020-12-31 07:00 | 2.5185 | 2.5185
2020-12-31 07:30 | 2.5185 | 2.5185
2020-12-31 08:00 | 2.6793 | 2.6793
2020-12-31 08:30 | 2.6257 | 2.6257
2020-12-31 09:00 | 2.626 | 2.626
2020-12-31 09:30 | 2.7865 | 2.7865
2020-12-31 10:00 | 2.8936 | 2.8936
2020-12-31 10:30 | 2.8401 | 2.8401
2020-12-31 11:00 | 3.108 | 3.108
2020-12-31 11:30 | 3.2687 | 3.2687
2020-12-31 12:00 | 3.1616 | 3.1616
2020-12-31 12:30 | 3.3759 | 3.3759
2020-12-31 13:00 | 3.5903 | 3.5903
2020-12-31 13:30 | 3.5367 | 3.5367
2020-12-31 14:00 | 3.5367 | 3.5367
2020-12-31 14:30 | 3.8046 | 3.8046
2020-12-31 15:00 | 3.9118 | 3.9118
2020-12-31 15:30 | 3.8582 | 3.8582
2020-12-31 16:00 | 4.0725 | 4.0725
2020-12-31 16:30 | 4.0189 | 4.0189
2020-12-31 17:00 | 4.0725 | 4.0725
2020-12-31 17:30 | 4.0725 | 4.0725
2020-12-31 18:00 | 4.0725 | 4.0725
2020-12-31 18:30 | 4.0189 | 4.0189
2020-12-31 19:00 | 4.0189 | 4.0189
2020-12-31 19:30 | 3.9118 | 3.9118
2020-12-31 20:00 | 3.9118 | 3.9118
2020-12-31 20:30 | 3.6974 | 3.6974
2020-12-31 21:00 | 3.5903 | 3.5903
2020-12-31 21:30 | 3.5367 | 3.5367
2020-12-31 22:00 | 3.2687 | 3.2687
2020-12-31 22:30 | 3.108 | 3.108
2020-12-31 23:00 | 2.9472 | 2.9472
2020-12-31 23:30 | 2.9472 | 2.9472
2021-01-01 | 2.7329 | 2.7329
2021-01-01 00:30 | 2.7329 | 2.7329
2021-01-01 01:00 | 2.6257 | 2.6257
2021-01-01 01:30 | 2.465 | 2.465
2021-01-01 02:00 | 2.3042 | 2.3042
2021-01-01 02:30 | 2.197 | 2.197
2021-01-01 03:00 | 2.197 | 2.197
2021-01-01 03:30 | 2.1434 | 2.1434
2021-01-01 04:00 | 2.197 | 2.197
2021-01-01 04:30 | 2.197 | 2.197
2021-01-01 05:00 | 2.1434 | 2.1434
2021-01-01 05:30 | 2.197 | 2.197
2021-01-01 06:00 | 2.197 | 2.197
2021-01-01 06:30 | 2.197 | 2.197
2021-01-01 07:00 | 2.197 | 2.197
2021-01-01 07:30 | 2.3042 | 2.3042
2021-01-01 08:00 | 2.2506 | 2.2506
2021-01-01 08:30 | 2.4114 | 2.4114
2021-01-01 09:00 | 2.465 | 2.465
2021-01-01 09:30 | 2.3578 | 2.3578
2021-01-01 10:00 | 2.6257 | 2.6257
2021-01-01 10:30 | 2.7865 | 2.7865
2021-01-01 11:00 | 2.8401 | 2.8401
2021-01-01 11:30 | 2.9472 | 2.9472
2021-01-01 12:00 | 2.9472 | 2.9472
2021-01-01 12:30 | 3.1616 | 3.1616
2021-01-01 13:00 | 3.1616 | 3.1616
2021-01-01 13:30 | 3.1616 | 3.1616
2021-01-01 14:00 | 3.2687 | 3.2687
2021-01-01 14:30 | 3.3759 | 3.3759
2021-01-01 15:00 | 3.2687 | 3.2687
2021-01-01 15:30 | 3.3759 | 3.3759
2021-01-01 16:00 | 3.5903 | 3.5903
2021-01-01 16:30 | 3.8046 | 3.8046
2021-01-01 17:00 | 3.8582 | 3.8582
2021-01-01 17:30 | 3.9654 | 3.9654
2021-01-01 18:00 | 4.0189 | 4.0189
2021-01-01 18:30 | 4.1261 | 4.1261
2021-01-01 19:00 | 3.3223 | 3.3223
2021-01-01 19:30 | 3.1616 | 3.1616
2021-01-01 20:00 | 3.1616 | 3.1616
2021-01-01 20:30 | 3.1616 | 3.1616
2021-01-01 21:00 | 2.9472 | 2.9472
2021-01-01 21:30 | 3.0008 | 3.0008
2021-01-01 22:00 | 2.7329 | 2.7329
2021-01-01 22:30 | 2.7329 | 2.7329
2021-01-01 23:00 | 2.6257 | 2.6257
2021-01-01 23:30 | 2.5185 | 2.5185
2021-01-02 | 2.4114 | 2.4114
2021-01-02 00:30 | 2.3578 | 2.3578
2021-01-02 01:00 | 2.3042 | 2.3042
2021-01-02 01:30 | 2.2506 | 2.2506
2021-01-02 02:00 | 2.1434 | 2.1434
2021-01-02 02:30 | 2.0899 | 2.0899
2021-01-02 03:00 | 1.9827 | 1.9827
2021-01-02 03:30 | 2.0899 | 2.0899
2021-01-02 04:00 | 1.9827 | 1.9827
2021-01-02 04:30 | 2.0899 | 2.0899
2021-01-02 05:00 | 2.1434 | 2.1434
2021-01-02 05:30 | 2.0899 | 2.0899
2021-01-02 06:00 | 2.0899 | 2.0899
2021-01-02 06:30 | 1.9837 | 1.9837
2021-01-02 07:00 | 2.0363 | 2.0363
2021-01-02 07:30 | 2.3042 | 2.3042
2021-01-02 08:00 | 2.1434 | 2.1434
2021-01-02 08:30 | 2.197 | 2.197
2021-01-02 09:00 | 2.3042 | 2.3042
2021-01-02 09:30 | 2.4114 | 2.4114
2021-01-02 10:00 | 2.6257 | 2.6257
2021-01-02 10:30 | 2.5185 | 2.5185
2021-01-02 11:00 | 2.5721 | 2.5721
2021-01-02 11:30 | 2.6793 | 2.6793
2021-01-02 12:00 | 2.7865 | 2.7865
2021-01-02 12:30 | 2.9472 | 2.9472
2021-01-02 13:00 | 3.0008 | 3.0008
2021-01-02 13:30 | 3.1616 | 3.1616
2021-01-02 14:00 | 3.0544 | 3.0544
2021-01-02 14:30 | 3.1616 | 3.1616
2021-01-02 15:00 | 3.3759 | 3.3759
2021-01-02 15:30 | 3.3759 | 3.3759
2021-01-02 16:00 | 3.4831 | 3.4831
2021-01-02 16:30 | 3.5903 | 3.5903
2021-01-02 17:00 | 3.8582 | 3.8582
2021-01-02 17:30 | 3.8582 | 3.8582
2021-01-02 18:00 | 4.0189 | 4.0189
2021-01-02 18:30 | 4.1261 | 4.1261
2021-01-02 19:00 | 3.9118 | 3.9118
2021-01-02 19:30 | 3.8582 | 3.8582
2021-01-02 20:00 | 3.9118 | 3.9118
2021-01-02 20:30 | 3.8046 | 3.8046
2021-01-02 21:00 | 3.4831 | 3.4831
2021-01-02 21:30 | 3.4295 | 3.4295
2021-01-02 22:00 | 3.1616 | 3.1616
2021-01-02 22:30 | 3.0544 | 3.0544
2021-01-02 23:00 | 2.8401 | 2.8401
2021-01-02 23:30 | 2.7329 | 2.7329
2021-01-03 | 2.6257 | 2.6257
2021-01-03 00:30 | 2.5185 | 2.5185
2021-01-03 01:00 | 2.4114 | 2.4114
2021-01-03 01:30 | 2.3578 | 2.3578
2021-01-03 02:00 | 2.4114 | 2.4114
2021-01-03 02:30 | 2.3042 | 2.3042
2021-01-03 03:00 | 2.3578 | 2.3578
2021-01-03 03:30 | 2.3042 | 2.3042
2021-01-03 04:00 | 2.2506 | 2.2506
2021-01-03 04:30 | 2.3042 | 2.3042
2021-01-03 05:00 | 2.3042 | 2.3042
2021-01-03 05:30 | 2.3042 | 2.3042
2021-01-03 06:00 | 2.2506 | 2.2506
2021-01-03 06:30 | 2.2506 | 2.2506
2021-01-03 07:00 | 2.3042 | 2.3042
2021-01-03 07:30 | 2.3578 | 2.3578
2021-01-03 08:00 | 2.465 | 2.465
2021-01-03 08:30 | 2.5721 | 2.5721
2021-01-03 09:00 | 2.5721 | 2.5721
2021-01-03 09:30 | 2.6793 | 2.6793
2021-01-03 10:00 | 2.8401 | 2.8401
2021-01-03 10:30 | 2.6793 | 2.6793
2021-01-03 11:00 | 2.8401 | 2.8401
2021-01-03 11:30 | 3.1616 | 3.1616
2021-01-03 12:00 | 3.0544 | 3.0544
2021-01-03 12:30 | 3.3759 | 3.3759
2021-01-03 13:00 | 3.2687 | 3.2687
2021-01-03 13:30 | 3.4831 | 3.4831
2021-01-03 14:00 | 3.2687 | 3.2687
2021-01-03 14:30 | 3.1616 | 3.1616
2021-01-03 15:00 | 3.2687 | 3.2687
2021-01-03 15:30 | 3.2687 | 3.2687
2021-01-03 16:00 | 3.2687 | 3.2687
2021-01-03 16:30 | 3.2152 | 3.2152
2021-01-03 17:00 | 3.2152 | 3.2152
2021-01-03 17:30 | 3.4831 | 3.4831
2021-01-03 18:00 | 3.4831 | 3.4831
2021-01-03 18:30 | 3.4831 | 3.4831
2021-01-03 19:00 | 3.4831 | 3.4831
2021-01-03 19:30 | 3.4831 | 3.4831
2021-01-03 20:00 | 3.3223 | 3.3223
2021-01-03 20:30 | 3.2152 | 3.2152
2021-01-03 21:00 | 3.108 | 3.108
2021-01-03 21:30 | 3.0008 | 3.0008
2021-01-03 22:00 | 2.8401 | 2.8401
2021-01-03 22:30 | 2.6793 | 2.6793
2021-01-03 23:00 | 2.6257 | 2.6257
2021-01-03 23:30 | 2.465 | 2.465
2021-01-04 | 2.3578 | 2.3578
2021-01-04 00:30 | 2.3578 | 2.3578
2021-01-04 01:00 | 2.2506 | 2.2506
2021-01-04 01:30 | 2.3042 | 2.3042
2021-01-04 02:00 | 2.197 | 2.197
2021-01-04 02:30 | 2.1434 | 2.1434
2021-01-04 03:00 | 2.197 | 2.197
2021-01-04 03:30 | 2.0363 | 2.0363
2021-01-04 04:00 | 2.0899 | 2.0899
2021-01-04 04:30 | 2.0899 | 2.0899
2021-01-04 05:00 | 2.0899 | 2.0899
2021-01-04 05:30 | 2.197 | 2.197
2021-01-04 06:00 | 2.2506 | 2.2506
2021-01-04 06:30 | 2.3042 | 2.3042
2021-01-04 07:00 | 2.197 | 2.197
2021-01-04 07:30 | 2.4114 | 2.4114
2021-01-04 08:00 | 2.3578 | 2.3578
2021-01-04 08:30 | 2.6257 | 2.6257
2021-01-04 09:00 | 2.6257 | 2.6257
2021-01-04 09:30 | 2.6257 | 2.6257
2021-01-04 10:00 | 3.0008 | 3.0008
2021-01-04 10:30 | 2.8401 | 2.8401
2021-01-04 11:00 | 2.8401 | 2.8401
2021-01-04 11:30 | 2.9472 | 2.9472
2021-01-04 12:00 | 3.108 | 3.108
2021-01-04 12:30 | 3.3223 | 3.3223
2021-01-04 13:00 | 3.3759 | 3.3759
2021-01-04 13:30 | 3.6438 | 3.6438
2021-01-04 14:00 | 3.6974 | 3.6974
2021-01-04 14:30 | 4.0189 | 4.0189
2021-01-04 15:00 | 3.8046 | 3.8046
2021-01-04 15:30 | 3.9118 | 3.9118
2021-01-04 16:00 | 4.0189 | 4.0189
2021-01-04 16:30 | 4.2333 | 4.2333
2021-01-04 17:00 | 4.4476 | 4.4476
2021-01-04 17:30 | 4.4476 | 4.4476
2021-01-04 18:00 | 4.5548 | 4.5548
2021-01-04 18:30 | 4.662 | 4.662
2021-01-04 19:00 | 4.662 | 4.662
2021-01-04 19:30 | 4.4476 | 4.4476
2021-01-04 20:00 | 4.3405 | 4.3405
2021-01-04 20:30 | 4.0725 | 4.0725
2021-01-04 21:00 | 3.751 | 3.751
2021-01-04 21:30 | 3.751 | 3.751
2021-01-04 22:00 | 3.4831 | 3.4831
2021-01-04 22:30 | 3.1616 | 3.1616
2021-01-04 23:00 | 3.0008 | 3.0008
2021-01-04 23:30 | 2.8401 | 2.8401
2021-01-05 | 2.8401 | 2.8401
2021-01-05 00:30 | 2.6257 | 2.6257
2021-01-05 01:00 | 2.5721 | 2.5721
2021-01-05 01:30 | 2.5185 | 2.5185
2021-01-05 02:00 | 2.5185 | 2.5185
2021-01-05 02:30 | 2.4114 | 2.4114
2021-01-05 03:00 | 2.4114 | 2.4114
2021-01-05 03:30 | 2.465 | 2.465
2021-01-05 04:00 | 2.3578 | 2.3578
2021-01-05 04:30 | 2.465 | 2.465
2021-01-05 05:00 | 2.4114 | 2.4114
2021-01-05 05:30 | 2.6257 | 2.6257
2021-01-05 06:00 | 2.5185 | 2.5185
2021-01-05 06:30 | 2.5185 | 2.5185
2021-01-05 07:00 | 2.5721 | 2.5721
2021-01-05 07:30 | 2.8401 | 2.8401
2021-01-05 08:00 | 2.9472 | 2.9472
2021-01-05 08:30 | 2.8936 | 2.8936
2021-01-05 09:00 | 2.8936 | 2.8936
2021-01-05 09:30 | 3.0544 | 3.0544
2021-01-05 10:00 | 3.2687 | 3.2687
2021-01-05 10:30 | 3.5367 | 3.5367
2021-01-05 11:00 | 3.2687 | 3.2687
2021-01-05 11:30 | 3.5903 | 3.5903
2021-01-05 12:00 | 3.6974 | 3.6974
2021-01-05 12:30 | 3.8046 | 3.8046
2021-01-05 13:00 | 4.0725 | 4.0725
2021-01-05 13:30 | 4.0189 | 4.0189
2021-01-05 14:00 | 4.2869 | 4.2869
2021-01-05 14:30 | 4.2333 | 4.2333
2021-01-05 15:00 | 4.4476 | 4.4476
2021-01-05 15:30 | 4.5012 | 4.5012
2021-01-05 16:00 | 4.6084 | 4.6084
2021-01-05 16:30 | 4.8763 | 4.8763
2021-01-05 17:00 | 4.8227 | 4.8227
2021-01-05 17:30 | 5.0907 | 5.0907
2021-01-05 18:00 | 4.9835 | 4.9835
2021-01-05 18:30 | 5.0907 | 5.0907
2021-01-05 19:00 | 5.0371 | 5.0371
2021-01-05 19:30 | 4.8227 | 4.8227
2021-01-05 20:00 | 4.625 | 4.625
2021-01-05 20:30 | 4.4476 | 4.4476
2021-01-05 21:00 | 4.0028 | 4.0028
2021-01-05 21:30 | 3.9547 | 3.9547
2021-01-05 22:00 | 3.6974 | 3.6974
2021-01-05 22:30 | 3.442 | 3.442
2021-01-05 23:00 | 3.2152 | 3.2152
2021-01-05 23:30 | 3.1394 | 3.1394
2021-01-06 | 3.108 | 3.108
2021-01-06 00:30 | 3.0008 | 3.0008
2021-01-06 01:00 | 2.9472 | 2.9472
2021-01-06 01:30 | 2.7865 | 2.7865
2021-01-06 02:00 | 2.6793 | 2.6793
2021-01-06 02:30 | 2.6257 | 2.6257
2021-01-06 03:00 | 2.6257 | 2.6257
2021-01-06 03:30 | 2.6257 | 2.6257
2021-01-06 04:00 | 2.6257 | 2.6257
2021-01-06 04:30 | 2.6257 | 2.6257
2021-01-06 05:00 | 2.5185 | 2.5185
2021-01-06 05:30 | 2.6257 | 2.6257
2021-01-06 06:00 | 2.5721 | 2.5721
2021-01-06 06:30 | 2.7329 | 2.7329
2021-01-06 07:00 | 2.6793 | 2.6793
2021-01-06 07:30 | 2.8936 | 2.8936
2021-01-06 08:00 | 2.8936 | 2.8936
2021-01-06 08:30 | 2.8401 | 2.8401
2021-01-06 09:00 | 2.8401 | 2.8401
2021-01-06 09:30 | 2.7329 | 2.7329
2021-01-06 10:00 | 2.9472 | 2.9472
2021-01-06 10:30 | 3.0544 | 3.0544
2021-01-06 11:00 | 3.2687 | 3.2687
2021-01-06 11:30 | 3.2687 | 3.2687
2021-01-06 12:00 | 3.6683 | 3.6683
2021-01-06 12:30 | 3.6974 | 3.6974
2021-01-06 13:00 | 4.0189 | 4.0189
2021-01-06 13:30 | 4.1261 | 4.1261
2021-01-06 14:00 | 4.2333 | 4.2333
2021-01-06 14:30 | 4.2333 | 4.2333
2021-01-06 15:00 | 4.3405 | 4.3405
2021-01-06 15:30 | 4.5548 | 4.5548
2021-01-06 16:00 | 4.7692 | 4.7692
2021-01-06 16:30 | 4.8763 | 4.8763
2021-01-06 17:00 | 4.9299 | 4.9299
2021-01-06 17:30 | 5.0907 | 5.0907
2021-01-06 18:00 | 5.0907 | 5.0907
2021-01-06 18:30 | 5.1978 | 5.1978
2021-01-06 19:00 | 5.1978 | 5.1978
2021-01-06 19:30 | 4.8763 | 4.8763
2021-01-06 20:00 | 4.7156 | 4.7156
2021-01-06 20:30 | 4.3941 | 4.3941
2021-01-06 21:00 | 4.1261 | 4.1261
2021-01-06 21:30 | 3.9118 | 3.9118
2021-01-06 22:00 | 3.6438 | 3.6438
2021-01-06 22:30 | 3.2687 | 3.2687
2021-01-06 23:00 | 3.0544 | 3.0544
2021-01-06 23:30 | 3.0008 | 3.0008
2021-01-07 | 2.8401 | 2.8401
2021-01-07 00:30 | 2.8401 | 2.8401
2021-01-07 01:00 | 2.6793 | 2.6793
2021-01-07 01:30 | 2.7329 | 2.7329
2021-01-07 02:00 | 2.6257 | 2.6257
2021-01-07 02:30 | 2.5185 | 2.5185
2021-01-07 03:00 | 2.5185 | 2.5185
2021-01-07 03:30 | 2.7329 | 2.7329
2021-01-07 04:00 | 2.5721 | 2.5721
2021-01-07 04:30 | 2.6257 | 2.6257
2021-01-07 05:00 | 2.6257 | 2.6257
2021-01-07 05:30 | 2.7329 | 2.7329
2021-01-07 06:00 | 2.7329 | 2.7329
2021-01-07 06:30 | 2.9472 | 2.9472
2021-01-07 07:00 | 2.9472 | 2.9472
2021-01-07 07:30 | 3.108 | 3.108
2021-01-07 08:00 | 3.1616 | 3.1616
2021-01-07 08:30 | 3.3223 | 3.3223
2021-01-07 09:00 | 3.2152 | 3.2152
2021-01-07 09:30 | 3.3759 | 3.3759
2021-01-07 10:00 | 3.3759 | 3.3759
2021-01-07 10:30 | 3.4831 | 3.4831
2021-01-07 11:00 | 3.5903 | 3.5903
2021-01-07 11:30 | 3.8582 | 3.8582
2021-01-07 12:00 | 4.0189 | 4.0189
2021-01-07 12:30 | 4.2333 | 4.2333
2021-01-07 13:00 | 4.1797 | 4.1797
2021-01-07 13:30 | 4.2333 | 4.2333
2021-01-07 14:00 | 4.3941 | 4.3941
2021-01-07 14:30 | 4.5548 | 4.5548
2021-01-07 15:00 | 4.8227 | 4.8227
2021-01-07 15:30 | 4.7156 | 4.7156
2021-01-07 16:00 | 4.9299 | 4.9299
2021-01-07 16:30 | 5.0907 | 5.0907
2021-01-07 17:00 | 5.1978 | 5.1978
2021-01-07 17:30 | 5.0907 | 5.0907
2021-01-07 18:00 | 5.2514 | 5.2514
2021-01-07 18:30 | 5.0907 | 5.0907
2021-01-07 19:00 | 5.0907 | 5.0907
2021-01-07 19:30 | 4.8763 | 4.8763
2021-01-07 20:00 | 4.7692 | 4.7692
2021-01-07 20:30 | 4.4476 | 4.4476
2021-01-07 21:00 | 4.2333 | 4.2333
2021-01-07 21:30 | 3.9654 | 3.9654
2021-01-07 22:00 | 3.6974 | 3.6974
2021-01-07 22:30 | 3.4295 | 3.4295
2021-01-07 23:00 | 3.3223 | 3.3223
2021-01-07 23:30 | 3.1616 | 3.1616
2021-01-08 | 3.0544 | 3.0544
2021-01-08 00:30 | 2.9472 | 2.9472
2021-01-08 01:00 | 2.8401 | 2.8401
2021-01-08 01:30 | 2.7865 | 2.7865
2021-01-08 02:00 | 2.8401 | 2.8401
2021-01-08 02:30 | 2.7329 | 2.7329
2021-01-08 03:00 | 2.6793 | 2.6793
2021-01-08 03:30 | 2.6793 | 2.6793
2021-01-08 04:00 | 2.6257 | 2.6257
2021-01-08 04:30 | 2.5185 | 2.5185
2021-01-08 05:00 | 2.5721 | 2.5721
2021-01-08 05:30 | 2.5185 | 2.5185
2021-01-08 06:00 | 2.6257 | 2.6257
2021-01-08 06:30 | 2.6793 | 2.6793
2021-01-08 07:00 | 2.7329 | 2.7329
2021-01-08 07:30 | 2.8401 | 2.8401
2021-01-08 08:00 | 3.0544 | 3.0544
2021-01-08 08:30 | 3.108 | 3.108
2021-01-08 09:00 | 3.2687 | 3.2687
2021-01-08 09:30 | 3.3223 | 3.3223
2021-01-08 10:00 | 3.4295 | 3.4295
2021-01-08 10:30 | 3.5367 | 3.5367
2021-01-08 11:00 | 3.6438 | 3.6438
2021-01-08 11:30 | 3.8582 | 3.8582
2021-01-08 12:00 | 4.0184 | 4.0184
2021-01-08 12:30 | 4.1261 | 4.1261
2021-01-08 13:00 | 4.2333 | 4.2333
2021-01-08 13:30 | 4.3405 | 4.3405
2021-01-08 14:00 | 4.4476 | 4.4476
2021-01-08 14:30 | 4.4476 | 4.4476
2021-01-08 15:00 | 4.662 | 4.662
2021-01-08 15:30 | 4.8763 | 4.8763
2021-01-08 16:00 | 5.305 | 5.305
2021-01-08 16:30 | 5.0371 | 5.0371
2021-01-08 17:00 | 5.2514 | 5.2514
2021-01-08 17:30 | 5.1978 | 5.1978
2021-01-08 18:00 | 5.305 | 5.305
2021-01-08 18:30 | 5.3586 | 5.3586
2021-01-08 19:00 | 5.305 | 5.305
2021-01-08 19:30 | 5.0907 | 5.0907
2021-01-08 20:00 | 4.9299 | 4.9299
2021-01-08 20:30 | 4.6084 | 4.6084
2021-01-08 21:00 | 4.3405 | 4.3405
2021-01-08 21:30 | 4.2333 | 4.2333
2021-01-08 22:00 | 3.9118 | 3.9118
2021-01-08 22:30 | 3.8046 | 3.8046
2021-01-08 23:00 | 3.4831 | 3.4831
2021-01-08 23:30 | 3.2687 | 3.2687
2021-01-09 | 3.108 | 3.108
2021-01-09 00:30 | 3.0544 | 3.0544
2021-01-09 01:00 | 2.9472 | 2.9472
2021-01-09 01:30 | 2.8401 | 2.8401
2021-01-09 02:00 | 2.7329 | 2.7329
2021-01-09 02:30 | 2.6793 | 2.6793
2021-01-09 03:00 | 2.6257 | 2.6257
2021-01-09 03:30 | 2.6257 | 2.6257
2021-01-09 04:00 | 2.6257 | 2.6257
2021-01-09 04:30 | 2.5185 | 2.5185
2021-01-09 05:00 | 2.5185 | 2.5185
2021-01-09 05:30 | 2.6257 | 2.6257
2021-01-09 06:00 | 2.465 | 2.465
2021-01-09 06:30 | 2.6257 | 2.6257
2021-01-09 07:00 | 2.6793 | 2.6793
2021-01-09 07:30 | 2.7329 | 2.7329
2021-01-09 08:00 | 2.8401 | 2.8401
2021-01-09 08:30 | 3.1616 | 3.1616
2021-01-09 09:00 | 3.0544 | 3.0544
2021-01-09 09:30 | 3.108 | 3.108
2021-01-09 10:00 | 3.3759 | 3.3759
2021-01-09 10:30 | 3.4831 | 3.4831
2021-01-09 11:00 | 3.4831 | 3.4831
2021-01-09 11:30 | 3.6438 | 3.6438
2021-01-09 12:00 | 4.0189 | 4.0189
2021-01-09 12:30 | 4.0189 | 4.0189
2021-01-09 13:00 | 4.6084 | 4.6084
2021-01-09 13:30 | 4.1797 | 4.1797
2021-01-09 14:00 | 4.5012 | 4.5012
2021-01-09 14:30 | 4.2333 | 4.2333
2021-01-09 15:00 | 4.662 | 4.662
2021-01-09 15:30 | 4.4476 | 4.4476
2021-01-09 16:00 | 4.1261 | 4.1261
2021-01-09 16:30 | 4.3405 | 4.3405
2021-01-09 17:00 | 4.662 | 4.662
2021-01-09 17:30 | 4.662 | 4.662
2021-01-09 18:00 | 4.8227 | 4.8227
2021-01-09 18:30 | 4.8763 | 4.8763
2021-01-09 19:00 | 4.9835 | 4.9835
2021-01-09 19:30 | 4.662 | 4.662
2021-01-09 20:00 | 4.7156 | 4.7156
2021-01-09 20:30 | 4.4476 | 4.4476
2021-01-09 21:00 | 4.1261 | 4.1261
2021-01-09 21:30 | 3.751 | 3.751
2021-01-09 22:00 | 3.5903 | 3.5903
2021-01-09 22:30 | 3.2152 | 3.2152
2021-01-09 23:00 | 3.0544 | 3.0544
2021-01-09 23:30 | 2.9472 | 2.9472
2021-01-10 | 3.0544 | 3.0544
2021-01-10 00:30 | 2.9472 | 2.9472
2021-01-10 01:00 | 3.0544 | 3.0544
2021-01-10 01:30 | 2.8401 | 2.8401
2021-01-10 02:00 | 2.8936 | 2.8936
2021-01-10 02:30 | 2.7865 | 2.7865
2021-01-10 03:00 | 2.7329 | 2.7329
2021-01-10 03:30 | 2.6793 | 2.6793
2021-01-10 04:00 | 2.7329 | 2.7329
2021-01-10 04:30 | 2.7329 | 2.7329
2021-01-10 05:00 | 2.6793 | 2.6793
2021-01-10 05:30 | 2.7329 | 2.7329
2021-01-10 06:00 | 2.5185 | 2.5185
2021-01-10 06:30 | 2.7313 | 2.7313
2021-01-10 07:00 | 2.6793 | 2.6793
2021-01-10 07:30 | 2.7329 | 2.7329
2021-01-10 08:00 | 2.8401 | 2.8401
2021-01-10 08:30 | 2.7865 | 2.7865
2021-01-10 09:00 | 2.7329 | 2.7329
2021-01-10 09:30 | 2.7329 | 2.7329
2021-01-10 10:00 | 2.8401 | 2.8401
2021-01-10 10:30 | 2.8401 | 2.8401
2021-01-10 11:00 | 2.8936 | 2.8936
2021-01-10 11:30 | 3.108 | 3.108
2021-01-10 12:00 | 3.3223 | 3.3223
2021-01-10 12:30 | 3.6438 | 3.6438
2021-01-10 13:00 | 3.4831 | 3.4831
2021-01-10 13:30 | 3.751 | 3.751
2021-01-10 14:00 | 3.6974 | 3.6974
2021-01-10 14:30 | 4.1261 | 4.1261
2021-01-10 15:00 | 4.3405 | 4.3405
2021-01-10 15:30 | 4.2333 | 4.2333
2021-01-10 16:00 | 4.5012 | 4.5012
2021-01-10 16:30 | 4.6084 | 4.6084
2021-01-10 17:00 | 4.5548 | 4.5548
2021-01-10 17:30 | 4.5548 | 4.5548
2021-01-10 18:00 | 4.5548 | 4.5548
2021-01-10 18:30 | 4.662 | 4.662
2021-01-10 19:00 | 4.6084 | 4.6084
2021-01-10 19:30 | 4.4476 | 4.4476
2021-01-10 20:00 | 4.4476 | 4.4476
2021-01-10 20:30 | 4.1261 | 4.1261
2021-01-10 21:00 | 3.9654 | 3.9654
2021-01-10 21:30 | 3.6974 | 3.6974
2021-01-10 22:00 | 3.4831 | 3.4831
2021-01-10 22:30 | 3.3223 | 3.3223
2021-01-10 23:00 | 3.1616 | 3.1616
2021-01-10 23:30 | 3.0544 | 3.0544
2021-01-11 | 2.9472 | 2.9472
2021-01-11 00:30 | 2.7865 | 2.7865
2021-01-11 01:00 | 2.7865 | 2.7865
2021-01-11 01:30 | 2.7329 | 2.7329
2021-01-11 02:00 | 2.6257 | 2.6257
2021-01-11 02:30 | 2.6257 | 2.6257
2021-01-11 03:00 | 2.5185 | 2.5185
2021-01-11 03:30 | 2.5185 | 2.5185
2021-01-11 04:00 | 2.4114 | 2.4114
2021-01-11 04:30 | 2.6257 | 2.6257
2021-01-11 05:00 | 2.5495 | 2.5495
2021-01-11 05:30 | 2.6257 | 2.6257
2021-01-11 06:00 | 2.5721 | 2.5721
2021-01-11 06:30 | 2.7329 | 2.7329
2021-01-11 07:00 | 2.7865 | 2.7865
2021-01-11 07:30 | 2.9472 | 2.9472
2021-01-11 08:00 | 2.8401 | 2.8401
2021-01-11 08:30 | 3.0008 | 3.0008
2021-01-11 09:00 | 2.8401 | 2.8401
2021-01-11 09:30 | 3.108 | 3.108
2021-01-11 10:00 | 3.0008 | 3.0008
2021-01-11 10:30 | 3.2687 | 3.2687
2021-01-11 11:00 | 3.3759 | 3.3759
2021-01-11 11:30 | 3.6438 | 3.6438
2021-01-11 12:00 | 3.6974 | 3.6974
2021-01-11 12:30 | 3.9118 | 3.9118
2021-01-11 13:00 | 4.0189 | 4.0189
2021-01-11 13:30 | 4.3405 | 4.3405
2021-01-11 14:00 | 4.3941 | 4.3941
2021-01-11 14:30 | 4.4476 | 4.4476
2021-01-11 15:00 | 5.0371 | 5.0371
2021-01-11 15:30 | 4.662 | 4.662
2021-01-11 16:00 | 3.3759 | 3.3759
2021-01-11 16:30 | 3.6974 | 3.6974
2021-01-11 17:00 | 3.5367 | 3.5367
2021-01-11 17:30 | 3.6438 | 3.6438
2021-01-11 18:00 | 5.3586 | 5.3586
2021-01-11 18:30 | 5.305 | 5.305
2021-01-11 19:00 | 5.1373 | 5.1373
2021-01-11 19:30 | 5.0907 | 5.0907
2021-01-11 20:00 | 4.7692 | 4.7692
2021-01-11 20:30 | 4.662 | 4.662
2021-01-11 21:00 | 4.3405 | 4.3405
2021-01-11 21:30 | 4.2333 | 4.2333
2021-01-11 22:00 | 3.9118 | 3.9118
2021-01-11 22:30 | 3.6974 | 3.6974
2021-01-11 23:00 | 3.3759 | 3.3759
2021-01-11 23:30 | 3.2687 | 3.2687
2021-01-12 | 3.108 | 3.108
2021-01-12 00:30 | 3.108 | 3.108
2021-01-12 01:00 | 2.8936 | 2.8936
2021-01-12 01:30 | 2.9472 | 2.9472
2021-01-12 02:00 | 2.8401 | 2.8401
2021-01-12 02:30 | 2.8401 | 2.8401
2021-01-12 03:00 | 2.7329 | 2.7329
2021-01-12 03:30 | 2.7329 | 2.7329
2021-01-12 04:00 | 2.7329 | 2.7329
2021-01-12 04:30 | 2.8401 | 2.8401
2021-01-12 05:00 | 2.7865 | 2.7865
2021-01-12 05:30 | 2.8401 | 2.8401
2021-01-12 06:00 | 2.9472 | 2.9472
2021-01-12 06:30 | 2.9472 | 2.9472
2021-01-12 07:00 | 3.108 | 3.108
2021-01-12 07:30 | 3.1616 | 3.1616
2021-01-12 08:00 | 3.3759 | 3.3759
2021-01-12 08:30 | 3.3759 | 3.3759
2021-01-12 09:00 | 3.6438 | 3.6438
2021-01-12 09:30 | 3.6438 | 3.6438
2021-01-12 10:00 | 3.751 | 3.751
2021-01-12 10:30 | 3.8046 | 3.8046
2021-01-12 11:00 | 4.0189 | 4.0189
2021-01-12 11:30 | 4.1797 | 4.1797
2021-01-12 12:00 | 4.2333 | 4.2333
2021-01-12 12:30 | 4.5548 | 4.5548
2021-01-12 13:00 | 4.7969 | 4.7969
2021-01-12 13:30 | 4.8227 | 4.8227
2021-01-12 14:00 | 5.0907 | 5.0907
2021-01-12 14:30 | 5.0371 | 5.0371
2021-01-12 15:00 | 5.1443 | 5.1443
2021-01-12 15:30 | 5.1978 | 5.1978
2021-01-12 16:00 | 5.4658 | 5.4658
2021-01-12 16:30 | 5.6801 | 5.6801
2021-01-12 17:00 | 5.5729 | 5.5729
2021-01-12 17:30 | 5.4122 | 5.4122
2021-01-12 18:00 | 5.5194 | 5.5194
2021-01-12 18:30 | 5.5194 | 5.5194
2021-01-12 19:00 | 5.3586 | 5.3586
2021-01-12 19:30 | 4.9835 | 4.9835
2021-01-12 20:00 | 4.9299 | 4.9299
2021-01-12 20:30 | 4.5548 | 4.5548
2021-01-12 21:00 | 4.3941 | 4.3941
2021-01-12 21:30 | 4.3405 | 4.3405
2021-01-12 22:00 | 3.9118 | 3.9118
2021-01-12 22:30 | 3.6974 | 3.6974
2021-01-12 23:00 | 3.4831 | 3.4831
2021-01-12 23:30 | 3.2687 | 3.2687
2021-01-13 | 3.2152 | 3.2152
2021-01-13 00:30 | 3.1616 | 3.1616
2021-01-13 01:00 | 3.0008 | 3.0008
2021-01-13 01:30 | 3.0008 | 3.0008
2021-01-13 02:00 | 2.8401 | 2.8401
2021-01-13 02:30 | 2.8401 | 2.8401
2021-01-13 03:00 | 2.7329 | 2.7329
2021-01-13 03:30 | 2.7865 | 2.7865
2021-01-13 04:00 | 2.6793 | 2.6793
2021-01-13 04:30 | 2.9472 | 2.9472
2021-01-13 05:00 | 2.8401 | 2.8401
2021-01-13 05:30 | 2.9472 | 2.9472
2021-01-13 06:00 | 2.9472 | 2.9472
2021-01-13 06:30 | 3.1616 | 3.1616
2021-01-13 07:00 | 3.0544 | 3.0544
2021-01-13 07:30 | 3.3223 | 3.3223
2021-01-13 08:00 | 3.4831 | 3.4831
2021-01-13 08:30 | 3.5903 | 3.5903
2021-01-13 09:00 | 3.8046 | 3.8046
2021-01-13 09:30 | 3.6438 | 3.6438
2021-01-13 10:00 | 3.9654 | 3.9654
2021-01-13 10:30 | 3.9654 | 3.9654
2021-01-13 11:00 | 4.0189 | 4.0189
2021-01-13 11:30 | 4.0189 | 4.0189
2021-01-13 12:00 | 4.3941 | 4.3941
2021-01-13 12:30 | 4.5012 | 4.5012
2021-01-13 13:00 | 4.662 | 4.662
2021-01-13 13:30 | 4.9835 | 4.9835
2021-01-13 14:00 | 4.662 | 4.662
2021-01-13 14:30 | 4.9835 | 4.9835
2021-01-13 15:00 | 4.8763 | 4.8763
2021-01-13 15:30 | 5.0907 | 5.0907
2021-01-13 16:00 | 5.2514 | 5.2514
2021-01-13 16:30 | 5.1978 | 5.1978
2021-01-13 17:00 | 5.4658 | 5.4658
2021-01-13 17:30 | 5.4122 | 5.4122
2021-01-13 18:00 | 5.7337 | 5.7337
2021-01-13 18:30 | 5.7873 | 5.7873
2021-01-13 19:00 | 5.6265 | 5.6265
2021-01-13 19:30 | 5.6265 | 5.6265
2021-01-13 20:00 | 5.4658 | 5.4658
2021-01-13 20:30 | 5.305 | 5.305
2021-01-13 21:00 | 4.8763 | 4.8763
2021-01-13 21:30 | 4.662 | 4.662
2021-01-13 22:00 | 4.3405 | 4.3405
2021-01-13 22:30 | 4.1261 | 4.1261
2021-01-13 23:00 | 3.8582 | 3.8582
2021-01-13 23:30 | 3.8046 | 3.8046
2021-01-14 | 3.5903 | 3.5903
2021-01-14 00:30 | 3.5367 | 3.5367
2021-01-14 01:00 | 3.3223 | 3.3223
2021-01-14 01:30 | 3.2687 | 3.2687
2021-01-14 02:00 | 3.1616 | 3.1616
2021-01-14 02:30 | 3.0008 | 3.0008
2021-01-14 03:00 | 2.9472 | 2.9472
2021-01-14 03:30 | 2.9472 | 2.9472
2021-01-14 04:00 | 2.8401 | 2.8401
2021-01-14 04:30 | 2.8401 | 2.8401
2021-01-14 05:00 | 2.8401 | 2.8401
2021-01-14 05:30 | 2.9472 | 2.9472
2021-01-14 06:00 | 2.9472 | 2.9472
2021-01-14 06:30 | 3.0544 | 3.0544
2021-01-14 07:00 | 3.1616 | 3.1616
2021-01-14 07:30 | 3.2152 | 3.2152
2021-01-14 08:00 | 3.2687 | 3.2687
2021-01-14 08:30 | 3.5903 | 3.5903
2021-01-14 09:00 | 3.5367 | 3.5367
2021-01-14 09:30 | 3.751 | 3.751
2021-01-14 10:00 | 3.8582 | 3.8582
2021-01-14 10:30 | 3.9118 | 3.9118
2021-01-14 11:00 | 4.0189 | 4.0189
2021-01-14 11:30 | 4.1261 | 4.1261
2021-01-14 12:00 | 4.3405 | 4.3405
2021-01-14 12:30 | 4.3405 | 4.3405
2021-01-14 13:00 | 4.3405 | 4.3405
2021-01-14 13:30 | 4.4476 | 4.4476
2021-01-14 14:00 | 4.7692 | 4.7692
2021-01-14 14:30 | 4.5548 | 4.5548
2021-01-14 15:00 | 4.7692 | 4.7692
2021-01-14 15:30 | 4.9299 | 4.9299
2021-01-14 16:00 | 5.0907 | 5.0907
2021-01-14 16:30 | 5.305 | 5.305
2021-01-14 17:00 | 5.4122 | 5.4122
2021-01-14 17:30 | 5.5092 | 5.5092
2021-01-14 18:00 | 5.6265 | 5.6265
2021-01-14 18:30 | 5.7337 | 5.7337
2021-01-14 19:00 | 5.6265 | 5.6265
2021-01-14 19:30 | 5.4122 | 5.4122
2021-01-14 20:00 | 5.4122 | 5.4122
2021-01-14 20:30 | 5.0907 | 5.0907
2021-01-14 21:00 | 4.662 | 4.662
2021-01-14 21:30 | 4.4476 | 4.4476
2021-01-14 22:00 | 4.0725 | 4.0725
2021-01-14 22:30 | 3.8046 | 3.8046
2021-01-14 23:00 | 3.4831 | 3.4831
2021-01-14 23:30 | 3.3759 | 3.3759
2021-01-15 | 3.2152 | 3.2152
2021-01-15 00:30 | 3.1616 | 3.1616
2021-01-15 01:00 | 3.0008 | 3.0008
2021-01-15 01:30 | 3.0544 | 3.0544
2021-01-15 02:00 | 2.7865 | 2.7865
2021-01-15 02:30 | 2.6257 | 2.6257
2021-01-15 03:00 | 2.5185 | 2.5185
2021-01-15 03:30 | 2.5185 | 2.5185
2021-01-15 04:00 | 2.465 | 2.465
2021-01-15 04:30 | 2.465 | 2.465
2021-01-15 05:00 | 2.5185 | 2.5185
2021-01-15 05:30 | 2.6257 | 2.6257
2021-01-15 06:00 | 2.6257 | 2.6257
2021-01-15 06:30 | 2.7329 | 2.7329
2021-01-15 07:00 | 2.7329 | 2.7329
2021-01-15 07:30 | 2.9472 | 2.9472
2021-01-15 08:00 | 3.1616 | 3.1616
2021-01-15 08:30 | 3.2152 | 3.2152
2021-01-15 09:00 | 3.3759 | 3.3759
2021-01-15 09:30 | 3.4831 | 3.4831
2021-01-15 10:00 | 3.6438 | 3.6438
2021-01-15 10:30 | 3.751 | 3.751
2021-01-15 11:00 | 4.0725 | 4.0725
2021-01-15 11:30 | 4.1797 | 4.1797
2021-01-15 12:00 | 4.4476 | 4.4476
2021-01-15 12:30 | 4.4476 | 4.4476
2021-01-15 13:00 | 4.662 | 4.662
2021-01-15 13:30 | 4.8227 | 4.8227
2021-01-15 14:00 | 4.9299 | 4.9299
2021-01-15 14:30 | 5.0907 | 5.0907
2021-01-15 15:00 | 5.0371 | 5.0371
2021-01-15 15:30 | 5.2519 | 5.2519
2021-01-15 16:00 | 5.305 | 5.305
2021-01-15 16:30 | 5.5194 | 5.5194
2021-01-15 17:00 | 5.5194 | 5.5194
2021-01-15 17:30 | 5.7337 | 5.7337
2021-01-15 18:00 | 5.7873 | 5.7873
2021-01-15 18:30 | 5.948 | 5.948
2021-01-15 19:00 | 5.7337 | 5.7337
2021-01-15 19:30 | 5.6265 | 5.6265
2021-01-15 20:00 | 5.5194 | 5.5194
2021-01-15 20:30 | 5.1978 | 5.1978
2021-01-15 21:00 | 4.8227 | 4.8227
2021-01-15 21:30 | 4.662 | 4.662
2021-01-15 22:00 | 4.1797 | 4.1797
2021-01-15 22:30 | 3.9118 | 3.9118
2021-01-15 23:00 | 3.6974 | 3.6974
2021-01-15 23:30 | 3.5367 | 3.5367
2021-01-16 | 3.2687 | 3.2687
2021-01-16 00:30 | 3.1616 | 3.1616
2021-01-16 01:00 | 3.0008 | 3.0008
2021-01-16 01:30 | 3.0008 | 3.0008
2021-01-16 02:00 | 3.0544 | 3.0544
2021-01-16 02:30 | 3.0008 | 3.0008
2021-01-16 03:00 | 2.8401 | 2.8401
2021-01-16 03:30 | 2.8401 | 2.8401
2021-01-16 04:00 | 2.6793 | 2.6793
2021-01-16 04:30 | 2.7329 | 2.7329
2021-01-16 05:00 | 2.6257 | 2.6257
2021-01-16 05:30 | 2.7329 | 2.7329
2021-01-16 06:00 | 2.5721 | 2.5721
2021-01-16 06:30 | 2.6793 | 2.6793
2021-01-16 07:00 | 2.7329 | 2.7329
2021-01-16 07:30 | 2.8401 | 2.8401
2021-01-16 08:00 | 2.9472 | 2.9472
2021-01-16 08:30 | 3.0544 | 3.0544
2021-01-16 09:00 | 3.3223 | 3.3223
2021-01-16 09:30 | 3.4295 | 3.4295
2021-01-16 10:00 | 3.6438 | 3.6438
2021-01-16 10:30 | 3.8046 | 3.8046
2021-01-16 11:00 | 3.9654 | 3.9654
2021-01-16 11:30 | 4.0725 | 4.0725
2021-01-16 12:00 | 4.2333 | 4.2333
2021-01-16 12:30 | 4.2333 | 4.2333
2021-01-16 13:00 | 4.3405 | 4.3405
2021-01-16 13:30 | 4.5548 | 4.5548
2021-01-16 14:00 | 4.5548 | 4.5548
2021-01-16 14:30 | 4.7692 | 4.7692
2021-01-16 15:00 | 4.9299 | 4.9299
2021-01-16 15:30 | 5.0371 | 5.0371
2021-01-16 16:00 | 5.0371 | 5.0371
2021-01-16 16:30 | 5.305 | 5.305
2021-01-16 17:00 | 5.3586 | 5.3586
2021-01-16 17:30 | 5.6265 | 5.6265
2021-01-16 18:00 | 5.7337 | 5.7337
2021-01-16 18:30 | 5.948 | 5.948
2021-01-16 19:00 | 5.7873 | 5.7873
2021-01-16 19:30 | 5.4658 | 5.4658
2021-01-16 20:00 | 5.4658 | 5.4658
2021-01-16 20:30 | 5.0907 | 5.0907
2021-01-16 21:00 | 4.662 | 4.662
2021-01-16 21:30 | 4.447 | 4.447
2021-01-16 22:00 | 4.1261 | 4.1261
2021-01-16 22:30 | 3.8582 | 3.8582
2021-01-16 23:00 | 3.6974 | 3.6974
2021-01-16 23:30 | 3.4295 | 3.4295
2021-01-17 | 3.3759 | 3.3759
2021-01-17 00:30 | 3.3223 | 3.3223
2021-01-17 01:00 | 3.1616 | 3.1616
2021-01-17 01:30 | 3.0544 | 3.0544
2021-01-17 02:00 | 3.0008 | 3.0008
2021-01-17 02:30 | 3.0008 | 3.0008
2021-01-17 03:00 | 2.8401 | 2.8401
2021-01-17 03:30 | 2.7865 | 2.7865
2021-01-17 04:00 | 2.7329 | 2.7329
2021-01-17 04:30 | 2.7329 | 2.7329
2021-01-17 05:00 | 2.6257 | 2.6257
2021-01-17 05:30 | 2.7329 | 2.7329
2021-01-17 06:00 | 2.6257 | 2.6257
2021-01-17 06:30 | 2.5721 | 2.5721
2021-01-17 07:00 | 2.6257 | 2.6257
2021-01-17 07:30 | 2.6257 | 2.6257
2021-01-17 08:00 | 2.6257 | 2.6257
2021-01-17 08:30 | 2.7329 | 2.7329
2021-01-17 09:00 | 2.8401 | 2.8401
2021-01-17 09:30 | 2.7865 | 2.7865
2021-01-17 10:00 | 2.9472 | 2.9472
2021-01-17 10:30 | 3.1616 | 3.1616
2021-01-17 11:00 | 3.3759 | 3.3759
2021-01-17 11:30 | 3.5903 | 3.5903
2021-01-17 12:00 | 3.8582 | 3.8582
2021-01-17 12:30 | 3.9654 | 3.9654
2021-01-17 13:00 | 4.1261 | 4.1261
2021-01-17 13:30 | 4.3405 | 4.3405
2021-01-17 14:00 | 4.5548 | 4.5548
2021-01-17 14:30 | 4.662 | 4.662
2021-01-17 15:00 | 4.7692 | 4.7692
2021-01-17 15:30 | 4.9835 | 4.9835
2021-01-17 16:00 | 5.0907 | 5.0907
2021-01-17 16:30 | 5.4122 | 5.4122
2021-01-17 17:00 | 5.4122 | 5.4122
2021-01-17 17:30 | 5.6265 | 5.6265
2021-01-17 18:00 | 5.7337 | 5.7337
2021-01-17 18:30 | 5.948 | 5.948
2021-01-17 19:00 | 5.7873 | 5.7873
2021-01-17 19:30 | 5.5729 | 5.5729
2021-01-17 20:00 | 5.2514 | 5.2514
2021-01-17 20:30 | 5.0907 | 5.0907
2021-01-17 21:00 | 4.662 | 4.662
2021-01-17 21:30 | 4.6084 | 4.6084
2021-01-17 22:00 | 4.2333 | 4.2333
2021-01-17 22:30 | 3.8046 | 3.8046
2021-01-17 23:00 | 3.6438 | 3.6438
2021-01-17 23:30 | 3.4831 | 3.4831
2021-01-18 | 3.2687 | 3.2687
2021-01-18 00:30 | 3.1616 | 3.1616
2021-01-18 01:00 | 3.1616 | 3.1616
2021-01-18 01:30 | 2.9472 | 2.9472
2021-01-18 02:00 | 2.8401 | 2.8401
2021-01-18 02:30 | 2.7329 | 2.7329
2021-01-18 03:00 | 2.7329 | 2.7329
2021-01-18 03:30 | 2.6257 | 2.6257
2021-01-18 04:00 | 2.7329 | 2.7329
2021-01-18 04:30 | 2.6257 | 2.6257
2021-01-18 05:00 | 2.7329 | 2.7329
2021-01-18 05:30 | 2.8401 | 2.8401
2021-01-18 06:00 | 2.8401 | 2.8401
2021-01-18 06:30 | 2.8401 | 2.8401
2021-01-18 07:00 | 2.7865 | 2.7865
2021-01-18 07:30 | 2.9472 | 2.9472
2021-01-18 08:00 | 2.9472 | 2.9472
2021-01-18 08:30 | 2.8401 | 2.8401
2021-01-18 09:00 | 2.7865 | 2.7865
2021-01-18 09:30 | 3.0544 | 3.0544
2021-01-18 10:00 | 3.0544 | 3.0544
2021-01-18 10:30 | 3.4295 | 3.4295
2021-01-18 11:00 | 3.4831 | 3.4831
2021-01-18 11:30 | 3.8046 | 3.8046
2021-01-18 12:00 | 4.0189 | 4.0189
2021-01-18 12:30 | 4.2869 | 4.2869
2021-01-18 13:00 | 4.6084 | 4.6084
2021-01-18 13:30 | 4.5548 | 4.5548
2021-01-18 14:00 | 4.9299 | 4.9299
2021-01-18 14:30 | 4.8763 | 4.8763
2021-01-18 15:00 | 5.2514 | 5.2514
2021-01-18 15:30 | 5.3586 | 5.3586
2021-01-18 16:00 | 5.4658 | 5.4658
2021-01-18 16:30 | 5.7873 | 5.7873
2021-01-18 17:00 | 5.8409 | 5.8409
2021-01-18 17:30 | 5.948 | 5.948
2021-01-18 18:00 | 5.8409 | 5.8409
2021-01-18 18:30 | 6.216 | 6.216
2021-01-18 19:00 | 6.1624 | 6.1624
2021-01-18 19:30 | 6.0552 | 6.0552
2021-01-18 20:00 | 5.8409 | 5.8409
2021-01-18 20:30 | 5.5194 | 5.5194
2021-01-18 21:00 | 5.0907 | 5.0907
2021-01-18 21:30 | 4.9835 | 4.9835
2021-01-18 22:00 | 4.5012 | 4.5012
2021-01-18 22:30 | 4.1797 | 4.1797
2021-01-18 23:00 | 3.8046 | 3.8046
2021-01-18 23:30 | 3.6974 | 3.6974
2021-01-19 | 3.5903 | 3.5903
2021-01-19 00:30 | 3.4831 | 3.4831
2021-01-19 01:00 | 3.4831 | 3.4831
2021-01-19 01:30 | 3.3759 | 3.3759
2021-01-19 02:00 | 3.3223 | 3.3223
2021-01-19 02:30 | 3.2687 | 3.2687
2021-01-19 03:00 | 3.1616 | 3.1616
2021-01-19 03:30 | 3.1616 | 3.1616
2021-01-19 04:00 | 3.108 | 3.108
2021-01-19 04:30 | 3.1616 | 3.1616
2021-01-19 05:00 | 3.0544 | 3.0544
2021-01-19 05:30 | 3.1616 | 3.1616
2021-01-19 06:00 | 3.3223 | 3.3223
2021-01-19 06:30 | 3.4831 | 3.4831
2021-01-19 07:00 | 3.5903 | 3.5903
2021-01-19 07:30 | 3.6974 | 3.6974
2021-01-19 08:00 | 3.9118 | 3.9118
2021-01-19 08:30 | 3.9118 | 3.9118
2021-01-19 09:00 | 4.0189 | 4.0189
2021-01-19 09:30 | 4.1261 | 4.1261
2021-01-19 10:00 | 4.3405 | 4.3405
2021-01-19 10:30 | 4.3405 | 4.3405
2021-01-19 11:00 | 4.5548 | 4.5548
2021-01-19 11:30 | 4.7692 | 4.7692
2021-01-19 12:00 | 4.8227 | 4.8227
2021-01-19 12:30 | 5.1978 | 5.1978
2021-01-19 13:00 | 5.3586 | 5.3586
2021-01-19 13:30 | 5.4122 | 5.4122
2021-01-19 14:00 | 5.6801 | 5.6801
2021-01-19 14:30 | 5.5194 | 5.5194
2021-01-19 15:00 | 5.7337 | 5.7337
2021-01-19 15:30 | 5.8409 | 5.8409
2021-01-19 16:00 | 5.948 | 5.948
2021-01-19 16:30 | 5.948 | 5.948
2021-01-19 17:00 | 6.2696 | 6.2696
2021-01-19 17:30 | 6.1292 | 6.1292
2021-01-19 18:00 | 6.1624 | 6.1624
2021-01-19 18:30 | 6.0016 | 6.0016
2021-01-19 19:00 | 5.8945 | 5.8945
2021-01-19 19:30 | 5.5194 | 5.5194
2021-01-19 20:00 | 5.5194 | 5.5194
2021-01-19 20:30 | 5.0371 | 5.0371
2021-01-19 21:00 | 4.8763 | 4.8763
2021-01-19 21:30 | 4.662 | 4.662
2021-01-19 22:00 | 4.2333 | 4.2333
2021-01-19 22:30 | 4.0189 | 4.0189
2021-01-19 23:00 | 3.8046 | 3.8046
2021-01-19 23:30 | 3.751 | 3.751
2021-01-20 | 3.5903 | 3.5903
2021-01-20 00:30 | 3.4831 | 3.4831
2021-01-20 01:00 | 3.3759 | 3.3759
2021-01-20 01:30 | 3.3759 | 3.3759
2021-01-20 02:00 | 3.2687 | 3.2687
2021-01-20 02:30 | 3.2687 | 3.2687
2021-01-20 03:00 | 3.1616 | 3.1616
2021-01-20 03:30 | 3.1616 | 3.1616
2021-01-20 04:00 | 3.0544 | 3.0544
2021-01-20 04:30 | 3.0544 | 3.0544
2021-01-20 05:00 | 3.108 | 3.108
2021-01-20 05:30 | 3.2687 | 3.2687
2021-01-20 06:00 | 3.2687 | 3.2687
2021-01-20 06:30 | 3.3759 | 3.3759
2021-01-20 07:00 | 3.4831 | 3.4831
2021-01-20 07:30 | 3.5367 | 3.5367
2021-01-20 08:00 | 3.751 | 3.751
2021-01-20 08:30 | 3.8046 | 3.8046
2021-01-20 09:00 | 3.9118 | 3.9118
2021-01-20 09:30 | 4.0189 | 4.0189
2021-01-20 10:00 | 4.1797 | 4.1797
2021-01-20 10:30 | 4.2869 | 4.2869
2021-01-20 11:00 | 4.3405 | 4.3405
2021-01-20 11:30 | 4.6084 | 4.6084
2021-01-20 12:00 | 4.9299 | 4.9299
2021-01-20 12:30 | 5.281 | 5.281
2021-01-20 13:00 | 5.1978 | 5.1978
2021-01-20 13:30 | 5.4122 | 5.4122
2021-01-20 14:00 | 5.5729 | 5.5729
2021-01-20 14:30 | 5.6265 | 5.6265
2021-01-20 15:00 | 5.8409 | 5.8409
2021-01-20 15:30 | 5.7873 | 5.7873
2021-01-20 16:00 | 6.1624 | 6.1624
2021-01-20 16:30 | 6.3231 | 6.3231
2021-01-20 17:00 | 6.216 | 6.216
2021-01-20 17:30 | 6.1624 | 6.1624
2021-01-20 18:00 | 6.2696 | 6.2696
2021-01-20 18:30 | 6.4839 | 6.4839
2021-01-20 19:00 | 6.2696 | 6.2696
2021-01-20 19:30 | 6.0016 | 6.0016
2021-01-20 20:00 | 5.8409 | 5.8409
2021-01-20 20:30 | 5.6265 | 5.6265
2021-01-20 21:00 | 5.1978 | 5.1978
2021-01-20 21:30 | 5.0371 | 5.0371
2021-01-20 22:00 | 4.6084 | 4.6084
2021-01-20 22:30 | 4.3941 | 4.3941
2021-01-20 23:00 | 4.0725 | 4.0725
2021-01-20 23:30 | 3.9118 | 3.9118
2021-01-21 | 3.9118 | 3.9118
2021-01-21 00:30 | 3.8046 | 3.8046
2021-01-21 01:00 | 3.6974 | 3.6974
2021-01-21 01:30 | 3.5903 | 3.5903
2021-01-21 02:00 | 3.5903 | 3.5903
2021-01-21 02:30 | 3.4295 | 3.4295
2021-01-21 03:00 | 3.4831 | 3.4831
2021-01-21 03:30 | 3.2687 | 3.2687
2021-01-21 04:00 | 3.3759 | 3.3759
2021-01-21 04:30 | 3.2687 | 3.2687
2021-01-21 05:00 | 3.4831 | 3.4831
2021-01-21 05:30 | 3.3759 | 3.3759
2021-01-21 06:00 | 3.5903 | 3.5903
2021-01-21 06:30 | 3.5903 | 3.5903
2021-01-21 07:00 | 3.751 | 3.751
2021-01-21 07:30 | 3.8046 | 3.8046
2021-01-21 08:00 | 3.8582 | 3.8582
2021-01-21 08:30 | 3.9118 | 3.9118
2021-01-21 09:00 | 3.9118 | 3.9118
2021-01-21 09:30 | 3.9654 | 3.9654
2021-01-21 10:00 | 4.0189 | 4.0189
2021-01-21 10:30 | 4.1261 | 4.1261
2021-01-21 11:00 | 4.3941 | 4.3941
2021-01-21 11:30 | 4.5548 | 4.5548
2021-01-21 12:00 | 4.7692 | 4.7692
2021-01-21 12:30 | 5.0907 | 5.0907
2021-01-21 13:00 | 4.9835 | 4.9835
2021-01-21 13:30 | 5.1978 | 5.1978
2021-01-21 14:00 | 5.1978 | 5.1978
2021-01-21 14:30 | 5.305 | 5.305
2021-01-21 15:00 | 5.5194 | 5.5194
2021-01-21 15:30 | 5.5729 | 5.5729
2021-01-21 16:00 | 6.1624 | 6.1624
2021-01-21 16:30 | 5.8945 | 5.8945
2021-01-21 17:00 | 5.8945 | 5.8945
2021-01-21 17:30 | 5.948 | 5.948
2021-01-21 18:00 | 5.8409 | 5.8409
2021-01-21 18:30 | 3.9118 | 3.9118
2021-01-21 19:00 | 3.4831 | 3.4831
2021-01-21 19:30 | 3.4831 | 3.4831
2021-01-21 20:00 | 3.3759 | 3.3759
2021-01-21 20:30 | 3.6733 | 3.6733
2021-01-21 21:00 | 3.9654 | 3.9654
2021-01-21 21:30 | 3.751 | 3.751
2021-01-21 22:00 | 3.4831 | 3.4831
2021-01-21 22:30 | 3.2152 | 3.2152
2021-01-21 23:00 | 3.0544 | 3.0544
2021-01-21 23:30 | 2.9472 | 2.9472
2021-01-22 | 2.9472 | 2.9472
2021-01-22 00:30 | 2.8401 | 2.8401
2021-01-22 01:00 | 2.8401 | 2.8401
2021-01-22 01:30 | 2.6793 | 2.6793
2021-01-22 02:00 | 2.7865 | 2.7865
2021-01-22 02:30 | 2.6257 | 2.6257
2021-01-22 03:00 | 2.6793 | 2.6793
2021-01-22 03:30 | 2.6257 | 2.6257
2021-01-22 04:00 | 2.7329 | 2.7329
2021-01-22 04:30 | 2.6793 | 2.6793
2021-01-22 05:00 | 2.8401 | 2.8401
2021-01-22 05:30 | 2.7865 | 2.7865
2021-01-22 06:00 | 3.0544 | 3.0544
2021-01-22 06:30 | 3.2152 | 3.2152
2021-01-22 07:00 | 3.108 | 3.108
2021-01-22 07:30 | 3.3223 | 3.3223
2021-01-22 08:00 | 3.5903 | 3.5903
2021-01-22 08:30 | 3.5367 | 3.5367
2021-01-22 09:00 | 3.3759 | 3.3759
2021-01-22 09:30 | 3.6974 | 3.6974
2021-01-22 10:00 | 3.6438 | 3.6438
2021-01-22 10:30 | 3.8046 | 3.8046
2021-01-22 11:00 | 3.9118 | 3.9118
2021-01-22 11:30 | 4.1261 | 4.1261
2021-01-22 12:00 | 4.2869 | 4.2869
2021-01-22 12:30 | 4.5548 | 4.5548
2021-01-22 13:00 | 4.662 | 4.662
2021-01-22 13:30 | 4.662 | 4.662
2021-01-22 14:00 | 5.0907 | 5.0907
2021-01-22 14:30 | 4.8763 | 4.8763
2021-01-22 15:00 | 5.1443 | 5.1443
2021-01-22 15:30 | 5.3586 | 5.3586
2021-01-22 16:00 | 5.7873 | 5.7873
2021-01-22 16:30 | 5.7337 | 5.7337
2021-01-22 17:00 | 5.6801 | 5.6801
2021-01-22 17:30 | 5.4122 | 5.4122
2021-01-22 18:00 | 4.8763 | 4.8763
2021-01-22 18:30 | 4.662 | 4.662
2021-01-22 19:00 | 4.5548 | 4.5548
2021-01-22 19:30 | 4.1261 | 4.1261
2021-01-22 20:00 | 4.1797 | 4.1797
2021-01-22 20:30 | 4.0189 | 4.0189
2021-01-22 21:00 | 3.9118 | 3.9118
2021-01-22 21:30 | 3.6974 | 3.6974
2021-01-22 22:00 | 3.6438 | 3.6438
2021-01-22 22:30 | 3.3759 | 3.3759
2021-01-22 23:00 | 3.2687 | 3.2687
2021-01-22 23:30 | 3.0544 | 3.0544
2021-01-23 | 3.108 | 3.108
2021-01-23 00:30 | 2.9472 | 2.9472
2021-01-23 01:00 | 2.9472 | 2.9472
2021-01-23 01:30 | 2.7329 | 2.7329
2021-01-23 02:00 | 2.8936 | 2.8936
2021-01-23 02:30 | 2.7329 | 2.7329
2021-01-23 03:00 | 2.7329 | 2.7329
2021-01-23 03:30 | 2.7329 | 2.7329
2021-01-23 04:00 | 2.7329 | 2.7329
2021-01-23 04:30 | 2.7865 | 2.7865
2021-01-23 05:00 | 2.7329 | 2.7329
2021-01-23 05:30 | 2.7865 | 2.7865
2021-01-23 06:00 | 2.7329 | 2.7329
2021-01-23 06:30 | 2.6257 | 2.6257
2021-01-23 07:00 | 2.7329 | 2.7329
2021-01-23 07:30 | 2.7329 | 2.7329
2021-01-23 08:00 | 3.0544 | 3.0544
2021-01-23 08:30 | 3.0008 | 3.0008
2021-01-23 09:00 | 3.3223 | 3.3223
2021-01-23 09:30 | 3.4295 | 3.4295
2021-01-23 10:00 | 3.6974 | 3.6974
2021-01-23 10:30 | 3.8046 | 3.8046
2021-01-23 11:00 | 4.0189 | 4.0189
2021-01-23 11:30 | 4.2333 | 4.2333
2021-01-23 12:00 | 4.4476 | 4.4476
2021-01-23 12:30 | 4.3405 | 4.3405
2021-01-23 13:00 | 4.8227 | 4.8227
2021-01-23 13:30 | 4.5548 | 4.5548
2021-01-23 14:00 | 4.662 | 4.662
2021-01-23 14:30 | 4.8763 | 4.8763
2021-01-23 15:00 | 4.8227 | 4.8227
2021-01-23 15:30 | 4.8227 | 4.8227
2021-01-23 16:00 | 4.2869 | 4.2869
2021-01-23 16:30 | 4.2333 | 4.2333
2021-01-23 17:00 | 4.2869 | 4.2869
2021-01-23 17:30 | 4.3941 | 4.3941
2021-01-23 18:00 | 4.4476 | 4.4476
2021-01-23 18:30 | 4.3941 | 4.3941
2021-01-23 19:00 | 4.1261 | 4.1261
2021-01-23 19:30 | 4.1261 | 4.1261
2021-01-23 20:00 | 4.0189 | 4.0189
2021-01-23 20:30 | 4.0189 | 4.0189
2021-01-23 21:00 | 3.6974 | 3.6974
2021-01-23 21:30 | 3.5903 | 3.5903
2021-01-23 22:00 | 3.3759 | 3.3759
2021-01-23 22:30 | 3.1616 | 3.1616
2021-01-23 23:00 | 3.0008 | 3.0008
2021-01-23 23:30 | 2.9472 | 2.9472
2021-01-24 | 2.7329 | 2.7329
2021-01-24 00:30 | 2.7329 | 2.7329
2021-01-24 01:00 | 2.7329 | 2.7329
2021-01-24 01:30 | 2.6793 | 2.6793
2021-01-24 02:00 | 2.6257 | 2.6257
2021-01-24 02:30 | 2.5185 | 2.5185
2021-01-24 03:00 | 2.6257 | 2.6257
2021-01-24 03:30 | 2.6257 | 2.6257
2021-01-24 04:00 | 2.5185 | 2.5185
2021-01-24 04:30 | 2.5721 | 2.5721
2021-01-24 05:00 | 2.5185 | 2.5185
2021-01-24 05:30 | 2.6257 | 2.6257
2021-01-24 06:00 | 2.5185 | 2.5185
2021-01-24 06:30 | 2.5721 | 2.5721
2021-01-24 07:00 | 2.6257 | 2.6257
2021-01-24 07:30 | 2.7865 | 2.7865
2021-01-24 08:00 | 2.7329 | 2.7329
2021-01-24 08:30 | 2.9938 | 2.9938
2021-01-24 09:00 | 3.1056 | 3.1056
2021-01-24 09:30 | 3.0708 | 3.0708
2021-01-24 10:00 | 3.2152 | 3.2152
2021-01-24 10:30 | 3.2152 | 3.2152
2021-01-24 11:00 | 3.4295 | 3.4295
2021-01-24 11:30 | 3.5903 | 3.5903
2021-01-24 12:00 | 3.8046 | 3.8046
2021-01-24 12:30 | 4.0189 | 4.0189
2021-01-24 13:00 | 4.0189 | 4.0189
2021-01-24 13:30 | 4.2333 | 4.2333
2021-01-24 14:00 | 4.2333 | 4.2333
2021-01-24 14:30 | 4.4476 | 4.4476
2021-01-24 15:00 | 4.662 | 4.662
2021-01-24 15:30 | 4.7692 | 4.7692
2021-01-24 16:00 | 4.8763 | 4.8763
2021-01-24 16:30 | 5.4122 | 5.4122
2021-01-24 17:00 | 5.0907 | 5.0907
2021-01-24 17:30 | 5.5729 | 5.5729
2021-01-24 18:00 | 5.5194 | 5.5194
2021-01-24 18:30 | 5.4658 | 5.4658
2021-01-24 19:00 | 5.4122 | 5.4122
2021-01-24 19:30 | 5.1978 | 5.1978
2021-01-24 20:00 | 5.0371 | 5.0371
2021-01-24 20:30 | 4.7692 | 4.7692
2021-01-24 21:00 | 4.3405 | 4.3405
2021-01-24 21:30 | 4.2869 | 4.2869
2021-01-24 22:00 | 3.8046 | 3.8046
2021-01-24 22:30 | 3.5367 | 3.5367
2021-01-24 23:00 | 3.3223 | 3.3223
2021-01-24 23:30 | 3.1616 | 3.1616
2021-01-25 | 3.0544 | 3.0544
2021-01-25 00:30 | 3.0544 | 3.0544
2021-01-25 01:00 | 2.8936 | 2.8936
2021-01-25 01:30 | 3.0544 | 3.0544
2021-01-25 02:00 | 2.8401 | 2.8401
2021-01-25 02:30 | 2.8401 | 2.8401
2021-01-25 03:00 | 2.7329 | 2.7329
2021-01-25 03:30 | 2.7865 | 2.7865
2021-01-25 04:00 | 2.7329 | 2.7329
2021-01-25 04:30 | 2.7329 | 2.7329
2021-01-25 05:00 | 2.8936 | 2.8936
2021-01-25 05:30 | 2.9472 | 2.9472
2021-01-25 06:00 | 2.9472 | 2.9472
2021-01-25 06:30 | 3.0008 | 3.0008
2021-01-25 07:00 | 3.108 | 3.108
2021-01-25 07:30 | 3.3223 | 3.3223
2021-01-25 08:00 | 3.5903 | 3.5903
2021-01-25 08:30 | 3.751 | 3.751
2021-01-25 09:00 | 4.0189 | 4.0189
2021-01-25 09:30 | 4.1261 | 4.1261
2021-01-25 10:00 | 4.2333 | 4.2333
2021-01-25 10:30 | 4.3405 | 4.3405
2021-01-25 11:00 | 4.5012 | 4.5012
2021-01-25 11:30 | 4.3405 | 4.3405
2021-01-25 12:00 | 4.5548 | 4.5548
2021-01-25 12:30 | 4.8227 | 4.8227
2021-01-25 13:00 | 4.9835 | 4.9835
2021-01-25 13:30 | 5.1978 | 5.1978
2021-01-25 14:00 | 5.4658 | 5.4658
2021-01-25 14:30 | 5.2514 | 5.2514
2021-01-25 15:00 | 5.4122 | 5.4122
2021-01-25 15:30 | 5.6801 | 5.6801
2021-01-25 16:00 | 5.8409 | 5.8409
2021-01-25 16:30 | 5.8945 | 5.8945
2021-01-25 17:00 | 5.7337 | 5.7337
2021-01-25 17:30 | 5.7337 | 5.7337
2021-01-25 18:00 | 5.7337 | 5.7337
2021-01-25 18:30 | 5.8409 | 5.8409
2021-01-25 19:00 | 5.7873 | 5.7873
2021-01-25 19:30 | 5.6801 | 5.6801
2021-01-25 20:00 | 5.4658 | 5.4658
2021-01-25 20:30 | 5.2514 | 5.2514
2021-01-25 21:00 | 4.8763 | 4.8763
2021-01-25 21:30 | 4.7156 | 4.7156
2021-01-25 22:00 | 4.2869 | 4.2869
2021-01-25 22:30 | 4.1261 | 4.1261
2021-01-25 23:00 | 3.9118 | 3.9118
2021-01-25 23:30 | 3.8046 | 3.8046
2021-01-26 | 3.5367 | 3.5367
2021-01-26 00:30 | 3.4831 | 3.4831
2021-01-26 01:00 | 3.3223 | 3.3223
2021-01-26 01:30 | 3.2687 | 3.2687
2021-01-26 02:00 | 3.2687 | 3.2687
2021-01-26 02:30 | 3.2687 | 3.2687
2021-01-26 03:00 | 3.2152 | 3.2152
2021-01-26 03:30 | 3.1616 | 3.1616
2021-01-26 04:00 | 3.0544 | 3.0544
2021-01-26 04:30 | 3.2152 | 3.2152
2021-01-26 05:00 | 3.1616 | 3.1616
2021-01-26 05:30 | 3.2687 | 3.2687
2021-01-26 06:00 | 3.3759 | 3.3759
2021-01-26 06:30 | 3.4295 | 3.4295
2021-01-26 07:00 | 3.3759 | 3.3759
2021-01-26 07:30 | 3.5903 | 3.5903
2021-01-26 08:00 | 3.5903 | 3.5903
2021-01-26 08:30 | 3.5903 | 3.5903
2021-01-26 09:00 | 3.6974 | 3.6974
2021-01-26 09:30 | 3.9118 | 3.9118
2021-01-26 10:00 | 4.2869 | 4.2869
2021-01-26 10:30 | 4.3941 | 4.3941
2021-01-26 11:00 | 4.7692 | 4.7692
2021-01-26 11:30 | 4.8227 | 4.8227
2021-01-26 12:00 | 4.8763 | 4.8763
2021-01-26 12:30 | 5.0371 | 5.0371
2021-01-26 13:00 | 5.2514 | 5.2514
2021-01-26 13:30 | 5.5194 | 5.5194
2021-01-26 14:00 | 5.5729 | 5.5729
2021-01-26 14:30 | 5.4658 | 5.4658
2021-01-26 15:00 | 5.7337 | 5.7337
2021-01-26 15:30 | 5.1978 | 5.1978
2021-01-26 16:00 | 5.305 | 5.305
2021-01-26 16:30 | 5.8409 | 5.8409
2021-01-26 17:00 | 5.4122 | 5.4122
2021-01-26 17:30 | 5.0371 | 5.0371
2021-01-26 18:00 | 4.7156 | 4.7156
2021-01-26 18:30 | 4.4476 | 4.4476
2021-01-26 19:00 | 4.3941 | 4.3941
2021-01-26 19:30 | 4.1797 | 4.1797
2021-01-26 20:00 | 3.8046 | 3.8046
2021-01-26 20:30 | 3.8046 | 3.8046
2021-01-26 21:00 | 3.4295 | 3.4295
2021-01-26 21:30 | 3.4831 | 3.4831
2021-01-26 22:00 | 3.2152 | 3.2152
2021-01-26 22:30 | 3.108 | 3.108
2021-01-26 23:00 | 2.8936 | 2.8936
2021-01-26 23:30 | 2.8401 | 2.8401
2021-01-27 | 2.8401 | 2.8401
2021-01-27 00:30 | 2.7329 | 2.7329
2021-01-27 01:00 | 2.6257 | 2.6257
2021-01-27 01:30 | 2.6257 | 2.6257
2021-01-27 02:00 | 2.5185 | 2.5185
2021-01-27 02:30 | 2.6257 | 2.6257
2021-01-27 03:00 | 2.4114 | 2.4114
2021-01-27 03:30 | 2.5185 | 2.5185
2021-01-27 04:00 | 2.4114 | 2.4114
2021-01-27 04:30 | 2.5185 | 2.5185
2021-01-27 05:00 | 2.6257 | 2.6257
2021-01-27 05:30 | 2.8401 | 2.8401
2021-01-27 06:00 | 2.8401 | 2.8401
2021-01-27 06:30 | 2.9472 | 2.9472
2021-01-27 07:00 | 3.0544 | 3.0544
2021-01-27 07:30 | 3.1616 | 3.1616
2021-01-27 08:00 | 3.3223 | 3.3223
2021-01-27 08:30 | 3.4831 | 3.4831
2021-01-27 09:00 | 3.3759 | 3.3759
2021-01-27 09:30 | 3.5367 | 3.5367
2021-01-27 10:00 | 3.751 | 3.751
2021-01-27 10:30 | 3.8582 | 3.8582
2021-01-27 11:00 | 4.1261 | 4.1261
2021-01-27 11:30 | 4.2333 | 4.2333
2021-01-27 12:00 | 4.2869 | 4.2869
2021-01-27 12:30 | 4.4476 | 4.4476
2021-01-27 13:00 | 4.662 | 4.662
2021-01-27 13:30 | 4.7692 | 4.7692
2021-01-27 14:00 | 5.0371 | 5.0371
2021-01-27 14:30 | 5.4122 | 5.4122
2021-01-27 15:00 | 5.3586 | 5.3586
2021-01-27 15:30 | 5.5729 | 5.5729
2021-01-27 16:00 | 5.6801 | 5.6801
2021-01-27 16:30 | 6.0552 | 6.0552
2021-01-27 17:00 | 5.8409 | 5.8409
2021-01-27 17:30 | 5.6265 | 5.6265
2021-01-27 18:00 | 5.6265 | 5.6265
2021-01-27 18:30 | 5.6801 | 5.6801
2021-01-27 19:00 | 5.6801 | 5.6801
2021-01-27 19:30 | 5.4122 | 5.4122
2021-01-27 20:00 | 5.1978 | 5.1978
2021-01-27 20:30 | 4.9835 | 4.9835
2021-01-27 21:00 | 4.5548 | 4.5548
2021-01-27 21:30 | 4.3405 | 4.3405
2021-01-27 22:00 | 4.0189 | 4.0189
2021-01-27 22:30 | 3.8046 | 3.8046
2021-01-27 23:00 | 3.5367 | 3.5367
2021-01-27 23:30 | 3.3223 | 3.3223
2021-01-28 | 3.3223 | 3.3223
2021-01-28 00:30 | 3.1616 | 3.1616
2021-01-28 01:00 | 3.0544 | 3.0544
2021-01-28 01:30 | 3.0544 | 3.0544
2021-01-28 02:00 | 3.0008 | 3.0008
2021-01-28 02:30 | 2.9472 | 2.9472
2021-01-28 03:00 | 3.0008 | 3.0008
2021-01-28 03:30 | 3.0008 | 3.0008
2021-01-28 04:00 | 2.9472 | 2.9472
2021-01-28 04:30 | 3.0008 | 3.0008
2021-01-28 05:00 | 3.0544 | 3.0544
2021-01-28 05:30 | 3.1616 | 3.1616
2021-01-28 06:00 | 3.2152 | 3.2152
2021-01-28 06:30 | 3.4831 | 3.4831
2021-01-28 07:00 | 3.4831 | 3.4831
2021-01-28 07:30 | 3.6974 | 3.6974
2021-01-28 08:00 | 3.8046 | 3.8046
2021-01-28 08:30 | 4.0189 | 4.0189
2021-01-28 09:00 | 4.0189 | 4.0189
2021-01-28 09:30 | 4.3405 | 4.3405
2021-01-28 10:00 | 4.2333 | 4.2333
2021-01-28 10:30 | 4.2333 | 4.2333
2021-01-28 11:00 | 4.4476 | 4.4476
2021-01-28 11:30 | 4.8227 | 4.8227
2021-01-28 12:00 | 4.7692 | 4.7692
2021-01-28 12:30 | 4.5548 | 4.5548
2021-01-28 13:00 | 4.9835 | 4.9835
2021-01-28 13:30 | 4.8763 | 4.8763
2021-01-28 14:00 | 5.4122 | 5.4122
2021-01-28 14:30 | 5.1978 | 5.1978
2021-01-28 15:00 | 5.1978 | 5.1978
2021-01-28 15:30 | 5.6265 | 5.6265
2021-01-28 16:00 | 5.6265 | 5.6265
2021-01-28 16:30 | 5.8409 | 5.8409
2021-01-28 17:00 | 5.948 | 5.948
2021-01-28 17:30 | 5.7337 | 5.7337
2021-01-28 18:00 | 5.948 | 5.948
2021-01-28 18:30 | 6.1088 | 6.1088
2021-01-28 19:00 | 5.8389 | 5.8389
2021-01-28 19:30 | 5.8409 | 5.8409
2021-01-28 20:00 | 5.5729 | 5.5729
2021-01-28 20:30 | 5.305 | 5.305
2021-01-28 21:00 | 4.8227 | 4.8227
2021-01-28 21:30 | 4.662 | 4.662
2021-01-28 22:00 | 4.0189 | 4.0189
2021-01-28 22:30 | 3.8582 | 3.8582
2021-01-28 23:00 | 3.6438 | 3.6438
2021-01-28 23:30 | 3.4831 | 3.4831
2021-01-29 | 3.3759 | 3.3759
2021-01-29 00:30 | 3.3223 | 3.3223
2021-01-29 01:00 | 3.1616 | 3.1616
2021-01-29 01:30 | 3.3223 | 3.3223
2021-01-29 02:00 | 3.1616 | 3.1616
2021-01-29 02:30 | 3.0544 | 3.0544
2021-01-29 03:00 | 3.0544 | 3.0544
2021-01-29 03:30 | 3.0008 | 3.0008
2021-01-29 04:00 | 2.9472 | 2.9472
2021-01-29 04:30 | 3.0008 | 3.0008
2021-01-29 05:00 | 2.9472 | 2.9472
2021-01-29 05:30 | 2.9472 | 2.9472
2021-01-29 06:00 | 3.2152 | 3.2152
2021-01-29 06:30 | 3.3223 | 3.3223
2021-01-29 07:00 | 3.6974 | 3.6974
2021-01-29 07:30 | 3.751 | 3.751
2021-01-29 08:00 | 3.9118 | 3.9118
2021-01-29 08:30 | 4.1261 | 4.1261
2021-01-29 09:00 | 4.1261 | 4.1261
2021-01-29 09:30 | 4.1261 | 4.1261
2021-01-29 10:00 | 4.2333 | 4.2333
2021-01-29 10:30 | 4.6084 | 4.6084
2021-01-29 11:00 | 4.6084 | 4.6084
2021-01-29 11:30 | 4.9299 | 4.9299
2021-01-29 12:00 | 4.9835 | 4.9835
2021-01-29 12:30 | 5.0907 | 5.0907
2021-01-29 13:00 | 4.8763 | 4.8763
2021-01-29 13:30 | 5.3586 | 5.3586
2021-01-29 14:00 | 5.5194 | 5.5194
2021-01-29 14:30 | 5.4122 | 5.4122
2021-01-29 15:00 | 5.4122 | 5.4122
2021-01-29 15:30 | 5.948 | 5.948
2021-01-29 16:00 | 5.8409 | 5.8409
2021-01-29 16:30 | 5.948 | 5.948
2021-01-29 17:00 | 5.7337 | 5.7337
2021-01-29 17:30 | 6.1624 | 6.1624
2021-01-29 18:00 | 5.948 | 5.948
2021-01-29 18:30 | 6.0552 | 6.0552
2021-01-29 19:00 | 6.0552 | 6.0552
2021-01-29 19:30 | 5.7337 | 5.7337
2021-01-29 20:00 | 5.6801 | 5.6801
2021-01-29 20:30 | 5.305 | 5.305
2021-01-29 21:00 | 4.9299 | 4.9299
2021-01-29 21:30 | 4.5548 | 4.5548
2021-01-29 22:00 | 4.3405 | 4.3405
2021-01-29 22:30 | 4.0189 | 4.0189
2021-01-29 23:00 | 3.8046 | 3.8046
2021-01-29 23:30 | 3.6438 | 3.6438
2021-01-30 | 3.4831 | 3.4831
2021-01-30 00:30 | 3.3759 | 3.3759
2021-01-30 01:00 | 3.4295 | 3.4295
2021-01-30 01:30 | 3.2687 | 3.2687
2021-01-30 02:00 | 3.1616 | 3.1616
2021-01-30 02:30 | 3.108 | 3.108
2021-01-30 03:00 | 2.9472 | 2.9472
2021-01-30 03:30 | 2.9472 | 2.9472
2021-01-30 04:00 | 2.8936 | 2.8936
2021-01-30 04:30 | 3.0544 | 3.0544
2021-01-30 05:00 | 3.0544 | 3.0544
2021-01-30 05:30 | 2.9472 | 2.9472
2021-01-30 06:00 | 2.9472 | 2.9472
2021-01-30 06:30 | 2.9472 | 2.9472
2021-01-30 07:00 | 3.0544 | 3.0544
2021-01-30 07:30 | 3.2687 | 3.2687
2021-01-30 08:00 | 3.3223 | 3.3223
2021-01-30 08:30 | 3.5903 | 3.5903
2021-01-30 09:00 | 3.6974 | 3.6974
2021-01-30 09:30 | 4.0189 | 4.0189
2021-01-30 10:00 | 4.1261 | 4.1261
2021-01-30 10:30 | 4.3405 | 4.3405
2021-01-30 11:00 | 4.5548 | 4.5548
2021-01-30 11:30 | 4.6084 | 4.6084
2021-01-30 12:00 | 4.9299 | 4.9299
2021-01-30 12:30 | 4.9835 | 4.9835
2021-01-30 13:00 | 5.1443 | 5.1443
2021-01-30 13:30 | 5.4122 | 5.4122
2021-01-30 14:00 | 5.6801 | 5.6801
2021-01-30 14:30 | 5.1978 | 5.1978
2021-01-30 15:00 | 5.6265 | 5.6265
2021-01-30 15:30 | 5.5194 | 5.5194
2021-01-30 16:00 | 5.4122 | 5.4122
2021-01-30 16:30 | 5.0907 | 5.0907
2021-01-30 17:00 | 5.1443 | 5.1443
2021-01-30 17:30 | 5.305 | 5.305
2021-01-30 18:00 | 5.4122 | 5.4122
2021-01-30 18:30 | 5.5194 | 5.5194
2021-01-30 19:00 | 5.5194 | 5.5194
2021-01-30 19:30 | 5.3586 | 5.3586
2021-01-30 20:00 | 5.1978 | 5.1978
2021-01-30 20:30 | 5.0371 | 5.0371
2021-01-30 21:00 | 4.7692 | 4.7692
2021-01-30 21:30 | 4.5548 | 4.5548
2021-01-30 22:00 | 4.1261 | 4.1261
2021-01-30 22:30 | 3.9118 | 3.9118
2021-01-30 23:00 | 3.8046 | 3.8046
2021-01-30 23:30 | 3.6974 | 3.6974
2021-01-31 | 3.5903 | 3.5903
2021-01-31 00:30 | 3.4831 | 3.4831
2021-01-31 01:00 | 3.3759 | 3.3759
2021-01-31 01:30 | 3.3759 | 3.3759
2021-01-31 02:00 | 3.1616 | 3.1616
2021-01-31 02:30 | 3.1616 | 3.1616
2021-01-31 03:00 | 3.1616 | 3.1616
2021-01-31 03:30 | 3.1616 | 3.1616
2021-01-31 04:00 | 3.0544 | 3.0544
2021-01-31 04:30 | 3.0008 | 3.0008
2021-01-31 05:00 | 2.9472 | 2.9472
2021-01-31 05:30 | 2.8401 | 2.8401
2021-01-31 06:00 | 2.8401 | 2.8401
2021-01-31 06:30 | 2.8936 | 2.8936
2021-01-31 07:00 | 2.8401 | 2.8401
2021-01-31 07:30 | 2.9472 | 2.9472
2021-01-31 08:00 | 3.2687 | 3.2687
2021-01-31 08:30 | 3.4295 | 3.4295
2021-01-31 09:00 | 3.6974 | 3.6974
2021-01-31 09:30 | 3.8046 | 3.8046
2021-01-31 10:00 | 4.1797 | 4.1797
2021-01-31 10:30 | 4.2333 | 4.2333
2021-01-31 11:00 | 4.5012 | 4.5012
2021-01-31 11:30 | 4.7156 | 4.7156
2021-01-31 12:00 | 5.305 | 5.305
2021-01-31 12:30 | 5.6801 | 5.6801
2021-01-31 13:00 | 5.1978 | 5.1978
2021-01-31 13:30 | 5.305 | 5.305
2021-01-31 14:00 | 5.1443 | 5.1443
2021-01-31 14:30 | 5.5194 | 5.5194
2021-01-31 15:00 | 5.4122 | 5.4122
2021-01-31 15:30 | 5.6265 | 5.6265
2021-01-31 16:00 | 5.5194 | 5.5194
2021-01-31 16:30 | 5.948 | 5.948
2021-01-31 17:00 | 5.948 | 5.948
2021-01-31 17:30 | 6.2696 | 6.2696
2021-01-31 18:00 | 6.3767 | 6.3767
2021-01-31 18:30 | 6.4839 | 6.4839
2021-01-31 19:00 | 6.2696 | 6.2696
2021-01-31 19:30 | 6.216 | 6.216
2021-01-31 20:00 | 5.8945 | 5.8945
2021-01-31 20:30 | 5.5729 | 5.5729
2021-01-31 21:00 | 5.1443 | 5.1443
2021-01-31 21:30 | 4.8763 | 4.8763
2021-01-31 22:00 | 4.3405 | 4.3405
2021-01-31 22:30 | 4.0725 | 4.0725
2021-01-31 23:00 | 3.8582 | 3.8582
2021-01-31 23:30 | 3.6438 | 3.6438
2021-02-01 | 3.4831 | 3.4831
2021-02-01 00:30 | 3.4831 | 3.4831
2021-02-01 01:00 | 3.3759 | 3.3759
2021-02-01 01:30 | 3.2687 | 3.2687
2021-02-01 02:00 | 3.1616 | 3.1616
2021-02-01 02:30 | 3.0544 | 3.0544
2021-02-01 03:00 | 2.9472 | 2.9472
2021-02-01 03:30 | 3.0544 | 3.0544
2021-02-01 04:00 | 2.9472 | 2.9472
2021-02-01 04:30 | 3.0008 | 3.0008
2021-02-01 05:00 | 3.1616 | 3.1616
2021-02-01 05:30 | 3.2152 | 3.2152
2021-02-01 06:00 | 3.2687 | 3.2687
2021-02-01 06:30 | 3.4831 | 3.4831
2021-02-01 07:00 | 3.5903 | 3.5903
2021-02-01 07:30 | 3.8046 | 3.8046
2021-02-01 08:00 | 4.0725 | 4.0725
2021-02-01 08:30 | 4.2333 | 4.2333
2021-02-01 09:00 | 4.1828 | 4.1828
2021-02-01 09:30 | 4.3405 | 4.3405
2021-02-01 10:00 | 4.5548 | 4.5548
2021-02-01 10:30 | 4.7692 | 4.7692
2021-02-01 11:00 | 4.9835 | 4.9835
2021-02-01 11:30 | 5.0907 | 5.0907
2021-02-01 12:00 | 5.1978 | 5.1978
2021-02-01 12:30 | 5.3586 | 5.3586
2021-02-01 13:00 | 5.5194 | 5.5194
2021-02-01 13:30 | 5.7337 | 5.7337
2021-02-01 14:00 | 6.1088 | 6.1088
2021-02-01 14:30 | 6.2696 | 6.2696
2021-02-01 15:00 | 5.8945 | 5.8945
2021-02-01 15:30 | 5.8945 | 5.8945
2021-02-01 16:00 | 6.2696 | 6.2696
2021-02-01 16:30 | 6.3231 | 6.3231
2021-02-01 17:00 | 6.4839 | 6.4839
2021-02-01 17:30 | 6.6982 | 6.6982
2021-02-01 18:00 | 6.5911 | 6.5911
2021-02-01 18:30 | 6.6982 | 6.6982
2021-02-01 19:00 | 6.7518 | 6.7518
2021-02-01 19:30 | 6.3767 | 6.3767
2021-02-01 20:00 | 6.3767 | 6.3767
2021-02-01 20:30 | 5.7337 | 5.7337
2021-02-01 21:00 | 5.4658 | 5.4658
2021-02-01 21:30 | 4.9835 | 4.9835
2021-02-01 22:00 | 4.662 | 4.662
2021-02-01 22:30 | 4.3405 | 4.3405
2021-02-01 23:00 | 4.0189 | 4.0189
2021-02-01 23:30 | 3.8582 | 3.8582
2021-02-02 | 3.6438 | 3.6438
2021-02-02 00:30 | 3.4831 | 3.4831
2021-02-02 01:00 | 3.4295 | 3.4295
2021-02-02 01:30 | 3.4295 | 3.4295
2021-02-02 02:00 | 3.3759 | 3.3759
2021-02-02 02:30 | 3.2687 | 3.2687
2021-02-02 03:00 | 3.2687 | 3.2687
2021-02-02 03:30 | 3.2687 | 3.2687
2021-02-02 04:00 | 3.2687 | 3.2687
2021-02-02 04:30 | 3.2687 | 3.2687
2021-02-02 05:00 | 3.2687 | 3.2687
2021-02-02 05:30 | 3.5367 | 3.5367
2021-02-02 06:00 | 3.6974 | 3.6974
2021-02-02 06:30 | 3.751 | 3.751
2021-02-02 07:00 | 4.0189 | 4.0189
2021-02-02 07:30 | 4.2333 | 4.2333
2021-02-02 08:00 | 4.4476 | 4.4476
2021-02-02 08:30 | 4.4476 | 4.4476
2021-02-02 09:00 | 4.662 | 4.662
2021-02-02 09:30 | 4.7692 | 4.7692
2021-02-02 10:00 | 4.7692 | 4.7692
2021-02-02 10:30 | 5.0371 | 5.0371
2021-02-02 11:00 | 5.0371 | 5.0371
2021-02-02 11:30 | 5.1978 | 5.1978
2021-02-02 12:00 | 5.5194 | 5.5194
2021-02-02 12:30 | 5.5729 | 5.5729
2021-02-02 13:00 | 5.6265 | 5.6265
2021-02-02 13:30 | 5.7337 | 5.7337
2021-02-02 14:00 | 5.7337 | 5.7337
2021-02-02 14:30 | 6.3231 | 6.3231
2021-02-02 15:00 | 6.4839 | 6.4839
2021-02-02 15:30 | 6.6982 | 6.6982
2021-02-02 16:00 | 6.1088 | 6.1088
2021-02-02 16:30 | 5.948 | 5.948
2021-02-02 17:00 | 5.6265 | 5.6265
2021-02-02 17:30 | 5.4766 | 5.4766
2021-02-02 18:00 | 5.0371 | 5.0371
2021-02-02 18:30 | 4.7692 | 4.7692
2021-02-02 19:00 | 4.8763 | 4.8763
2021-02-02 19:30 | 4.6084 | 4.6084
2021-02-02 20:00 | 4.662 | 4.662
2021-02-02 20:30 | 4.3941 | 4.3941
2021-02-02 21:00 | 4.0189 | 4.0189
2021-02-02 21:30 | 3.751 | 3.751
2021-02-02 22:00 | 3.3759 | 3.3759
2021-02-02 22:30 | 3.1616 | 3.1616
2021-02-02 23:00 | 3.108 | 3.108
2021-02-02 23:30 | 3.0008 | 3.0008
2021-02-03 | 2.9472 | 2.9472
2021-02-03 00:30 | 2.8401 | 2.8401
2021-02-03 01:00 | 2.9472 | 2.9472
2021-02-03 01:30 | 2.7865 | 2.7865
2021-02-03 02:00 | 2.8936 | 2.8936
2021-02-03 02:30 | 2.7329 | 2.7329
2021-02-03 03:00 | 2.7329 | 2.7329
2021-02-03 03:30 | 2.7329 | 2.7329
2021-02-03 04:00 | 2.6793 | 2.6793
2021-02-03 04:30 | 2.7329 | 2.7329
2021-02-03 05:00 | 2.7865 | 2.7865
2021-02-03 05:30 | 2.9472 | 2.9472
2021-02-03 06:00 | 3.108 | 3.108
2021-02-03 06:30 | 3.1616 | 3.1616
2021-02-03 07:00 | 3.1616 | 3.1616
2021-02-03 07:30 | 3.4295 | 3.4295
2021-02-03 08:00 | 3.4831 | 3.4831
2021-02-03 08:30 | 3.751 | 3.751
2021-02-03 09:00 | 3.6974 | 3.6974
2021-02-03 09:30 | 3.9118 | 3.9118
2021-02-03 10:00 | 4.0189 | 4.0189
2021-02-03 10:30 | 4.3405 | 4.3405
2021-02-03 11:00 | 4.4476 | 4.4476
2021-02-03 11:30 | 4.7692 | 4.7692
2021-02-03 12:00 | 4.7692 | 4.7692
2021-02-03 12:30 | 4.9835 | 4.9835
2021-02-03 13:00 | 5.305 | 5.305
2021-02-03 13:30 | 5.4658 | 5.4658
2021-02-03 14:00 | 5.6265 | 5.6265
2021-02-03 14:30 | 5.5194 | 5.5194
2021-02-03 15:00 | 5.7337 | 5.7337
2021-02-03 15:30 | 6.216 | 6.216
2021-02-03 16:00 | 5.948 | 5.948
2021-02-03 16:30 | 6.1624 | 6.1624
2021-02-03 17:00 | 6.6447 | 6.6447
2021-02-03 17:30 | 6.2696 | 6.2696
2021-02-03 18:00 | 6.1624 | 6.1624
2021-02-03 18:30 | 6.0552 | 6.0552
2021-02-03 19:00 | 5.7873 | 5.7873
2021-02-03 19:30 | 5.7337 | 5.7337
2021-02-03 20:00 | 5.305 | 5.305
2021-02-03 20:30 | 4.9835 | 4.9835
2021-02-03 21:00 | 4.4476 | 4.4476
2021-02-03 21:30 | 4.2333 | 4.2333
2021-02-03 22:00 | 3.6974 | 3.6974
2021-02-03 22:30 | 3.5903 | 3.5903
2021-02-03 23:00 | 3.4831 | 3.4831
2021-02-03 23:30 | 3.1616 | 3.1616
2021-02-04 | 3.2152 | 3.2152
2021-02-04 00:30 | 3.1616 | 3.1616
2021-02-04 01:00 | 3.0544 | 3.0544
2021-02-04 01:30 | 3.1616 | 3.1616
2021-02-04 02:00 | 3.1616 | 3.1616
2021-02-04 02:30 | 3.1616 | 3.1616
2021-02-04 03:00 | 3.108 | 3.108
2021-02-04 03:30 | 3.1616 | 3.1616
2021-02-04 04:00 | 3.108 | 3.108
2021-02-04 04:30 | 3.2152 | 3.2152
2021-02-04 05:00 | 3.1616 | 3.1616
2021-02-04 05:30 | 3.2687 | 3.2687
2021-02-04 06:00 | 3.1616 | 3.1616
2021-02-04 06:30 | 3.2687 | 3.2687
2021-02-04 07:00 | 3.3759 | 3.3759
2021-02-04 07:30 | 3.5903 | 3.5903
2021-02-04 08:00 | 3.6974 | 3.6974
2021-02-04 08:30 | 3.8046 | 3.8046
2021-02-04 09:00 | 3.8046 | 3.8046
2021-02-04 09:30 | 3.9654 | 3.9654
2021-02-04 10:00 | 4.0189 | 4.0189
2021-02-04 10:30 | 4.4476 | 4.4476
2021-02-04 11:00 | 4.1261 | 4.1261
2021-02-04 11:30 | 4.7692 | 4.7692
2021-02-04 12:00 | 4.662 | 4.662
2021-02-04 12:30 | 4.7692 | 4.7692
2021-02-04 13:00 | 5.1978 | 5.1978
2021-02-04 13:30 | 5.1443 | 5.1443
2021-02-04 14:00 | 5.5194 | 5.5194
2021-02-04 14:30 | 5.6265 | 5.6265
2021-02-04 15:00 | 5.7873 | 5.7873
2021-02-04 15:30 | 5.7873 | 5.7873
2021-02-04 16:00 | 5.948 | 5.948
2021-02-04 16:30 | 6.1088 | 6.1088
2021-02-04 17:00 | 6.0552 | 6.0552
2021-02-04 17:30 | 6.1624 | 6.1624
2021-02-04 18:00 | 6.2696 | 6.2696
2021-02-04 18:30 | 6.4839 | 6.4839
2021-02-04 19:00 | 6.216 | 6.216
2021-02-04 19:30 | 6.0552 | 6.0552
2021-02-04 20:00 | 5.8409 | 5.8409
2021-02-04 20:30 | 5.5194 | 5.5194
2021-02-04 21:00 | 5.0907 | 5.0907
2021-02-04 21:30 | 4.8763 | 4.8763
2021-02-04 22:00 | 4.6084 | 4.6084
2021-02-04 22:30 | 4.2333 | 4.2333
2021-02-04 23:00 | 4.0725 | 4.0725
2021-02-04 23:30 | 3.9118 | 3.9118
2021-02-05 | 3.6974 | 3.6974
2021-02-05 00:30 | 3.5903 | 3.5903
2021-02-05 01:00 | 3.5903 | 3.5903
2021-02-05 01:30 | 3.4831 | 3.4831
2021-02-05 02:00 | 3.4295 | 3.4295
2021-02-05 02:30 | 3.3223 | 3.3223
2021-02-05 03:00 | 3.2687 | 3.2687
2021-02-05 03:30 | 3.2152 | 3.2152
2021-02-05 04:00 | 3.108 | 3.108
2021-02-05 04:30 | 3.1616 | 3.1616
2021-02-05 05:00 | 3.108 | 3.108
2021-02-05 05:30 | 3.2687 | 3.2687
2021-02-05 06:00 | 3.3223 | 3.3223
2021-02-05 06:30 | 3.4295 | 3.4295
2021-02-05 07:00 | 3.5903 | 3.5903
2021-02-05 07:30 | 3.8046 | 3.8046
2021-02-05 08:00 | 4.0189 | 4.0189
2021-02-05 08:30 | 4.0189 | 4.0189
2021-02-05 09:00 | 4.3941 | 4.3941
2021-02-05 09:30 | 4.2869 | 4.2869
2021-02-05 10:00 | 4.2333 | 4.2333
2021-02-05 10:30 | 4.5548 | 4.5548
2021-02-05 11:00 | 4.662 | 4.662
2021-02-05 11:30 | 4.9835 | 4.9835
2021-02-05 12:00 | 4.8763 | 4.8763
2021-02-05 12:30 | 4.9835 | 4.9835
2021-02-05 13:00 | 5.0907 | 5.0907
2021-02-05 13:30 | 5.4122 | 5.4122
2021-02-05 14:00 | 5.305 | 5.305
2021-02-05 14:30 | 5.2514 | 5.2514
2021-02-05 15:00 | 5.5729 | 5.5729
2021-02-05 15:30 | 5.8409 | 5.8409
2021-02-05 16:00 | 5.8945 | 5.8945
2021-02-05 16:30 | 6.1624 | 6.1624
2021-02-05 17:00 | 5.948 | 5.948
2021-02-05 17:30 | 6.1624 | 6.1624
2021-02-05 18:00 | 6.1088 | 6.1088
2021-02-05 18:30 | 6.3231 | 6.3231
2021-02-05 19:00 | 6.1624 | 6.1624
2021-02-05 19:30 | 6.0552 | 6.0552
2021-02-05 20:00 | 5.7337 | 5.7337
2021-02-05 20:30 | 5.5616 | 5.5616
2021-02-05 21:00 | 5.1978 | 5.1978
2021-02-05 21:30 | 5.0886 | 5.0886
2021-02-05 22:00 | 4.6424 | 4.6424
2021-02-05 22:30 | 4.3983 | 4.3983
2021-02-05 23:00 | 4.1235 | 4.1235
2021-02-05 23:30 | 3.9118 | 3.9118
2021-02-06 | 3.8046 | 3.8046
2021-02-06 00:30 | 3.5903 | 3.5903
2021-02-06 01:00 | 3.5367 | 3.5367
2021-02-06 01:30 | 3.3759 | 3.3759
2021-02-06 02:00 | 3.3223 | 3.3223
2021-02-06 02:30 | 3.2152 | 3.2152
2021-02-06 03:00 | 3.2152 | 3.2152
2021-02-06 03:30 | 3.2152 | 3.2152
2021-02-06 04:00 | 3.2687 | 3.2687
2021-02-06 04:30 | 3.2152 | 3.2152
2021-02-06 05:00 | 3.3223 | 3.3223
2021-02-06 05:30 | 3.2152 | 3.2152
2021-02-06 06:00 | 3.2152 | 3.2152
2021-02-06 06:30 | 3.1616 | 3.1616
2021-02-06 07:00 | 3.108 | 3.108
2021-02-06 07:30 | 3.3223 | 3.3223
2021-02-06 08:00 | 3.6974 | 3.6974
2021-02-06 08:30 | 3.4831 | 3.4831
2021-02-06 09:00 | 3.5903 | 3.5903
2021-02-06 09:30 | 3.751 | 3.751
2021-02-06 10:00 | 4.1261 | 4.1261
2021-02-06 10:30 | 4.1797 | 4.1797
2021-02-06 11:00 | 4.662 | 4.662
2021-02-06 11:30 | 4.4476 | 4.4476
2021-02-06 12:00 | 4.7692 | 4.7692
2021-02-06 12:30 | 4.5012 | 4.5012
2021-02-06 13:00 | 4.662 | 4.662
2021-02-06 13:30 | 4.7692 | 4.7692
2021-02-06 14:00 | 5.0907 | 5.0907
2021-02-06 14:30 | 5.1443 | 5.1443
2021-02-06 15:00 | 5.3586 | 5.3586
2021-02-06 15:30 | 5.305 | 5.305
2021-02-06 16:00 | 5.2514 | 5.2514
2021-02-06 16:30 | 5.4122 | 5.4122
2021-02-06 17:00 | 5.5194 | 5.5194
2021-02-06 17:30 | 5.6265 | 5.6265
2021-02-06 18:00 | 5.4122 | 5.4122
2021-02-06 18:30 | 5.3586 | 5.3586
2021-02-06 19:00 | 4.9299 | 4.9299
2021-02-06 19:30 | 4.6084 | 4.6084
2021-02-06 20:00 | 4.4476 | 4.4476
2021-02-06 20:30 | 4.2333 | 4.2333
2021-02-06 21:00 | 3.9654 | 3.9654
2021-02-06 21:30 | 3.8046 | 3.8046
2021-02-06 22:00 | 3.5367 | 3.5367
2021-02-06 22:30 | 3.4295 | 3.4295
2021-02-06 23:00 | 3.0544 | 3.0544
2021-02-06 23:30 | 3.0544 | 3.0544
2021-02-07 | 2.7865 | 2.7865
2021-02-07 00:30 | 2.8936 | 2.8936
2021-02-07 01:00 | 2.8401 | 2.8401
2021-02-07 01:30 | 2.7865 | 2.7865
2021-02-07 02:00 | 2.7329 | 2.7329
2021-02-07 02:30 | 2.7329 | 2.7329
2021-02-07 03:00 | 2.7329 | 2.7329
2021-02-07 03:30 | 2.6257 | 2.6257
2021-02-07 04:00 | 2.6257 | 2.6257
2021-02-07 04:30 | 2.6257 | 2.6257
2021-02-07 05:00 | 2.6793 | 2.6793
2021-02-07 05:30 | 2.6793 | 2.6793
2021-02-07 06:00 | 2.6257 | 2.6257
2021-02-07 06:30 | 2.6793 | 2.6793
2021-02-07 07:00 | 1.9291 | 1.9291
2021-02-07 07:30 | 2.0363 | 2.0363
2021-02-07 08:00 | 2.197 | 2.197
2021-02-07 08:30 | 2.7865 | 2.7865
2021-02-07 09:00 | 2.6793 | 2.6793
2021-02-07 09:30 | 2.6793 | 2.6793
2021-02-07 10:00 | 2.8401 | 2.8401
2021-02-07 10:30 | 2.7865 | 2.7865
2021-02-07 11:00 | 2.9472 | 2.9472
2021-02-07 11:30 | 2.9472 | 2.9472
2021-02-07 12:00 | 3.0544 | 3.0544
2021-02-07 12:30 | 3.1616 | 3.1616
2021-02-07 13:00 | 3.3223 | 3.3223
2021-02-07 13:30 | 3.3759 | 3.3759
2021-02-07 14:00 | 3.4295 | 3.4295
2021-02-07 14:30 | 3.3759 | 3.3759
2021-02-07 15:00 | 3.4295 | 3.4295
2021-02-07 15:30 | 3.4295 | 3.4295
2021-02-07 16:00 | 3.5903 | 3.5903
2021-02-07 16:30 | 3.5903 | 3.5903
2021-02-07 17:00 | 3.6974 | 3.6974
2021-02-07 17:30 | 3.6974 | 3.6974
2021-02-07 18:00 | 3.9654 | 3.9654
2021-02-07 18:30 | 3.8582 | 3.8582
2021-02-07 19:00 | 4.0189 | 4.0189
2021-02-07 19:30 | 3.9118 | 3.9118
2021-02-07 20:00 | 3.9118 | 3.9118
2021-02-07 20:30 | 3.6974 | 3.6974
2021-02-07 21:00 | 3.3759 | 3.3759
2021-02-07 21:30 | 3.3759 | 3.3759
2021-02-07 22:00 | 3.2687 | 3.2687
2021-02-07 22:30 | 3.0544 | 3.0544
2021-02-07 23:00 | 2.9472 | 2.9472
2021-02-07 23:30 | 2.8401 | 2.8401
2021-02-08 | 2.7329 | 2.7329
2021-02-08 00:30 | 2.7329 | 2.7329
2021-02-08 01:00 | 2.6793 | 2.6793
2021-02-08 01:30 | 2.6793 | 2.6793
2021-02-08 02:00 | 1.2861 | 1.2861
2021-02-08 02:30 | 1.2325 | 1.2325
2021-02-08 03:00 | 2.7329 | 2.7329
2021-02-08 03:30 | 2.5721 | 2.5721
2021-02-08 04:00 | 2.5185 | 2.5185
2021-02-08 04:30 | 2.5185 | 2.5185
2021-02-08 05:00 | 2.5185 | 2.5185
2021-02-08 05:30 | 2.5721 | 2.5721
2021-02-08 06:00 | 2.7329 | 2.7329
2021-02-08 06:30 | 2.7865 | 2.7865
2021-02-08 07:00 | 3.0544 | 3.0544
2021-02-08 07:30 | 3.3223 | 3.3223
2021-02-08 08:00 | 3.3223 | 3.3223
2021-02-08 08:30 | 3.4831 | 3.4831
2021-02-08 09:00 | 3.5903 | 3.5903
2021-02-08 09:30 | 3.6974 | 3.6974
2021-02-08 10:00 | 3.8046 | 3.8046
2021-02-08 10:30 | 3.8582 | 3.8582
2021-02-08 11:00 | 3.9654 | 3.9654
2021-02-08 11:30 | 4.1261 | 4.1261
2021-02-08 12:00 | 4.3961 | 4.3961
2021-02-08 12:30 | 4.5012 | 4.5012
2021-02-08 13:00 | 4.5548 | 4.5548
2021-02-08 13:30 | 4.662 | 4.662
2021-02-08 14:00 | 4.8763 | 4.8763
2021-02-08 14:30 | 4.9835 | 4.9835
2021-02-08 15:00 | 5.305 | 5.305
2021-02-08 15:30 | 5.305 | 5.305
2021-02-08 16:00 | 5.4122 | 5.4122
2021-02-08 16:30 | 5.4122 | 5.4122
2021-02-08 17:00 | 5.4122 | 5.4122
2021-02-08 17:30 | 5.6801 | 5.6801
2021-02-08 18:00 | 5.4122 | 5.4122
2021-02-08 18:30 | 5.1443 | 5.1443
2021-02-08 19:00 | 4.8763 | 4.8763
2021-02-08 19:30 | 4.9299 | 4.9299
2021-02-08 20:00 | 4.8227 | 4.8227
2021-02-08 20:30 | 4.5548 | 4.5548
2021-02-08 21:00 | 4.1261 | 4.1261
2021-02-08 21:30 | 4.2333 | 4.2333
2021-02-08 22:00 | 3.751 | 3.751
2021-02-08 22:30 | 3.5903 | 3.5903
2021-02-08 23:00 | 3.3223 | 3.3223
2021-02-08 23:30 | 3.1616 | 3.1616
2021-02-09 | 3.108 | 3.108
2021-02-09 00:30 | 2.8936 | 2.8936
2021-02-09 01:00 | 2.8401 | 2.8401
2021-02-09 01:30 | 2.7329 | 2.7329
2021-02-09 02:00 | 2.5721 | 2.5721
2021-02-09 02:30 | 2.5721 | 2.5721
2021-02-09 03:00 | 2.5721 | 2.5721
2021-02-09 03:30 | 2.465 | 2.465
2021-02-09 04:00 | 2.5721 | 2.5721
2021-02-09 04:30 | 2.5185 | 2.5185
2021-02-09 05:00 | 2.6257 | 2.6257
2021-02-09 05:30 | 2.6257 | 2.6257
2021-02-09 06:00 | 2.6793 | 2.6793
2021-02-09 06:30 | 2.7329 | 2.7329
2021-02-09 07:00 | 2.9472 | 2.9472
2021-02-09 07:30 | 3.108 | 3.108
2021-02-09 08:00 | 3.2152 | 3.2152
2021-02-09 08:30 | 3.2687 | 3.2687
2021-02-09 09:00 | 3.3223 | 3.3223
2021-02-09 09:30 | 3.2687 | 3.2687
2021-02-09 10:00 | 3.0544 | 3.0544
2021-02-09 10:30 | 3.3759 | 3.3759
2021-02-09 11:00 | 3.4295 | 3.4295
2021-02-09 11:30 | 3.5367 | 3.5367
2021-02-09 12:00 | 3.751 | 3.751
2021-02-09 12:30 | 3.8582 | 3.8582
2021-02-09 13:00 | 4.1261 | 4.1261
2021-02-09 13:30 | 3.9118 | 3.9118
2021-02-09 14:00 | 4.2333 | 4.2333
2021-02-09 14:30 | 4.1261 | 4.1261
2021-02-09 15:00 | 4.3405 | 4.3405
2021-02-09 15:30 | 4.8227 | 4.8227
2021-02-09 16:00 | 4.7692 | 4.7692
2021-02-09 16:30 | 5.0371 | 5.0371
2021-02-09 17:00 | 5.0907 | 5.0907
2021-02-09 17:30 | 5.1978 | 5.1978
2021-02-09 18:00 | 5.164 | 5.164
2021-02-09 18:30 | 5.3586 | 5.3586
2021-02-09 19:00 | 5.305 | 5.305
2021-02-09 19:30 | 5.0928 | 5.0928
2021-02-09 20:00 | 4.9835 | 4.9835
2021-02-09 20:30 | 4.662 | 4.662
2021-02-09 21:00 | 4.3405 | 4.3405
2021-02-09 21:30 | 4.0189 | 4.0189
2021-02-09 22:00 | 3.8046 | 3.8046
2021-02-09 22:30 | 3.4831 | 3.4831
2021-02-09 23:00 | 3.3759 | 3.3759
2021-02-09 23:30 | 3.1616 | 3.1616
2021-02-10 | 3.1616 | 3.1616
2021-02-10 00:30 | 3.0544 | 3.0544
2021-02-10 01:00 | 2.9472 | 2.9472
2021-02-10 01:30 | 2.8401 | 2.8401
2021-02-10 02:00 | 2.8401 | 2.8401
2021-02-10 02:30 | 2.8401 | 2.8401
2021-02-10 03:00 | 2.7865 | 2.7865
2021-02-10 03:30 | 2.7329 | 2.7329
2021-02-10 04:00 | 2.7329 | 2.7329
2021-02-10 04:30 | 2.8401 | 2.8401
2021-02-10 05:00 | 2.7865 | 2.7865
2021-02-10 05:30 | 2.9472 | 2.9472
2021-02-10 06:00 | 3.108 | 3.108
2021-02-10 06:30 | 3.2687 | 3.2687
2021-02-10 07:00 | 3.4295 | 3.4295
2021-02-10 07:30 | 3.3759 | 3.3759
2021-02-10 08:00 | 3.5903 | 3.5903
2021-02-10 08:30 | 3.6974 | 3.6974
2021-02-10 09:00 | 3.8046 | 3.8046
2021-02-10 09:30 | 3.8046 | 3.8046
2021-02-10 10:00 | 3.8582 | 3.8582
2021-02-10 10:30 | 3.9654 | 3.9654
2021-02-10 11:00 | 4.0419 | 4.0419
2021-02-10 11:30 | 4.4476 | 4.4476
2021-02-10 12:00 | 4.3405 | 4.3405
2021-02-10 12:30 | 4.6084 | 4.6084
2021-02-10 13:00 | 4.662 | 4.662
2021-02-10 13:30 | 4.9835 | 4.9835
2021-02-10 14:00 | 4.8227 | 4.8227
2021-02-10 14:30 | 5.0907 | 5.0907
2021-02-10 15:00 | 5.2514 | 5.2514
2021-02-10 15:30 | 5.3586 | 5.3586
2021-02-10 16:00 | 5.5194 | 5.5194
2021-02-10 16:30 | 5.5194 | 5.5194
2021-02-10 17:00 | 5.7337 | 5.7337
2021-02-10 17:30 | 5.8409 | 5.8409
2021-02-10 18:00 | 5.8409 | 5.8409
2021-02-10 18:30 | 5.948 | 5.948
2021-02-10 19:00 | 5.8409 | 5.8409
2021-02-10 19:30 | 5.5729 | 5.5729
2021-02-10 20:00 | 5.5729 | 5.5729
2021-02-10 20:30 | 5.2514 | 5.2514
2021-02-10 21:00 | 4.8227 | 4.8227
2021-02-10 21:30 | 4.5548 | 4.5548
2021-02-10 22:00 | 4.2869 | 4.2869
2021-02-10 22:30 | 3.9118 | 3.9118
2021-02-10 23:00 | 3.7968 | 3.7968
2021-02-10 23:30 | 3.4831 | 3.4831
2021-02-11 | 3.3759 | 3.3759
2021-02-11 00:30 | 3.2687 | 3.2687
2021-02-11 01:00 | 3.2152 | 3.2152
2021-02-11 01:30 | 3.1616 | 3.1616
2021-02-11 02:00 | 3.108 | 3.108
2021-02-11 02:30 | 3.0008 | 3.0008
2021-02-11 03:00 | 2.9472 | 2.9472
2021-02-11 03:30 | 2.9472 | 2.9472
2021-02-11 04:00 | 2.8936 | 2.8936
2021-02-11 04:30 | 2.8936 | 2.8936
2021-02-11 05:00 | 3.0008 | 3.0008
2021-02-11 05:30 | 3.108 | 3.108
2021-02-11 06:00 | 3.2152 | 3.2152
2021-02-11 06:30 | 3.3759 | 3.3759
2021-02-11 07:00 | 3.3759 | 3.3759
2021-02-11 07:30 | 3.698 | 3.698
2021-02-11 08:00 | 3.8046 | 3.8046
2021-02-11 08:30 | 3.8582 | 3.8582
2021-02-11 09:00 | 4.0189 | 4.0189
2021-02-11 09:30 | 4.0189 | 4.0189
2021-02-11 10:00 | 4.0725 | 4.0725
2021-02-11 10:30 | 4.1261 | 4.1261
2021-02-11 11:00 | 4.2333 | 4.2333
2021-02-11 11:30 | 4.5548 | 4.5548
2021-02-11 12:00 | 4.662 | 4.662
2021-02-11 12:30 | 4.7692 | 4.7692
2021-02-11 13:00 | 4.8763 | 4.8763
2021-02-11 13:30 | 4.9299 | 4.9299
2021-02-11 14:00 | 4.9835 | 4.9835
2021-02-11 14:30 | 4.9835 | 4.9835
2021-02-11 15:00 | 5.057 | 5.057
2021-02-11 15:30 | 5.3586 | 5.3586
2021-02-11 16:00 | 5.5729 | 5.5729
2021-02-11 16:30 | 5.6265 | 5.6265
2021-02-11 17:00 | 5.8945 | 5.8945
2021-02-11 17:30 | 5.6265 | 5.6265
2021-02-11 18:00 | 5.5729 | 5.5729
2021-02-11 18:30 | 5.7337 | 5.7337
2021-02-11 19:00 | 5.4658 | 5.4658
2021-02-11 19:30 | 5.4658 | 5.4658
2021-02-11 20:00 | 5.305 | 5.305
2021-02-11 20:30 | 5.0371 | 5.0371
2021-02-11 21:00 | 4.5548 | 4.5548
2021-02-11 21:30 | 4.3405 | 4.3405
2021-02-11 22:00 | 4.0189 | 4.0189
2021-02-11 22:30 | 3.8582 | 3.8582
2021-02-11 23:00 | 3.5903 | 3.5903
2021-02-11 23:30 | 3.5367 | 3.5367
2021-02-12 | 3.3759 | 3.3759
2021-02-12 00:30 | 3.2687 | 3.2687
2021-02-12 01:00 | 3.1616 | 3.1616
2021-02-12 01:30 | 3.1616 | 3.1616
2021-02-12 02:00 | 3.0008 | 3.0008
2021-02-12 02:30 | 3.108 | 3.108
2021-02-12 03:00 | 2.9472 | 2.9472
2021-02-12 03:30 | 3.0008 | 3.0008
2021-02-12 04:00 | 2.8401 | 2.8401
2021-02-12 04:30 | 3.0008 | 3.0008
2021-02-12 05:00 | 3.0008 | 3.0008
2021-02-12 05:30 | 3.0544 | 3.0544
2021-02-12 06:00 | 3.2152 | 3.2152
2021-02-12 06:30 | 3.4295 | 3.4295
2021-02-12 07:00 | 3.4831 | 3.4831
2021-02-12 07:30 | 3.8046 | 3.8046
2021-02-12 08:00 | 3.8582 | 3.8582
2021-02-12 08:30 | 4.0189 | 4.0189
2021-02-12 09:00 | 4.0725 | 4.0725
2021-02-12 09:30 | 3.9654 | 3.9654
2021-02-12 10:00 | 4.0189 | 4.0189
2021-02-12 10:30 | 4.0189 | 4.0189
2021-02-12 11:00 | 4.2333 | 4.2333
2021-02-12 11:30 | 4.4476 | 4.4476
2021-02-12 12:00 | 4.4476 | 4.4476
2021-02-12 12:30 | 4.7692 | 4.7692
2021-02-12 13:00 | 4.7692 | 4.7692
2021-02-12 13:30 | 5.1443 | 5.1443
2021-02-12 14:00 | 4.9299 | 4.9299
2021-02-12 14:30 | 5.1443 | 5.1443
2021-02-12 15:00 | 5.2514 | 5.2514
2021-02-12 15:30 | 5.4658 | 5.4658
2021-02-12 16:00 | 5.5194 | 5.5194
2021-02-12 16:30 | 5.6801 | 5.6801
2021-02-12 17:00 | 5.7873 | 5.7873
2021-02-12 17:30 | 5.5729 | 5.5729
2021-02-12 18:00 | 5.6265 | 5.6265
2021-02-12 18:30 | 5.8409 | 5.8409
2021-02-12 19:00 | 5.8409 | 5.8409
2021-02-12 19:30 | 5.4122 | 5.4122
2021-02-12 20:00 | 5.4122 | 5.4122
2021-02-12 20:30 | 4.9835 | 4.9835
2021-02-12 21:00 | 4.7692 | 4.7692
2021-02-12 21:30 | 4.5012 | 4.5012
2021-02-12 22:00 | 4.2333 | 4.2333
2021-02-12 22:30 | 3.9118 | 3.9118
2021-02-12 23:00 | 3.8046 | 3.8046
2021-02-12 23:30 | 3.5367 | 3.5367
2021-02-13 | 3.4831 | 3.4831
2021-02-13 00:30 | 3.3223 | 3.3223
2021-02-13 01:00 | 3.3223 | 3.3223
2021-02-13 01:30 | 3.1616 | 3.1616
2021-02-13 02:00 | 3.2152 | 3.2152
2021-02-13 02:30 | 3.0544 | 3.0544
2021-02-13 03:00 | 3.108 | 3.108
2021-02-13 03:30 | 3.0544 | 3.0544
2021-02-13 04:00 | 3.0544 | 3.0544
2021-02-13 04:30 | 2.9472 | 2.9472
2021-02-13 05:00 | 3.0544 | 3.0544
2021-02-13 05:30 | 3.0008 | 3.0008
2021-02-13 06:00 | 3.0008 | 3.0008
2021-02-13 06:30 | 2.8936 | 2.8936
2021-02-13 07:00 | 3.0008 | 3.0008
2021-02-13 07:30 | 3.108 | 3.108
2021-02-13 08:00 | 3.3759 | 3.3759
2021-02-13 08:30 | 3.5367 | 3.5367
2021-02-13 09:00 | 3.6438 | 3.6438
2021-02-13 09:30 | 3.9654 | 3.9654
2021-02-13 10:00 | 4.0725 | 4.0725
2021-02-13 10:30 | 4.1797 | 4.1797
2021-02-13 11:00 | 4.2333 | 4.2333
2021-02-13 11:30 | 4.2869 | 4.2869
2021-02-13 12:00 | 4.3941 | 4.3941
2021-02-13 12:30 | 4.5548 | 4.5548
2021-02-13 13:00 | 4.7156 | 4.7156
2021-02-13 13:30 | 5.0371 | 5.0371
2021-02-13 14:00 | 4.7692 | 4.7692
2021-02-13 14:30 | 4.9835 | 4.9835
2021-02-13 15:00 | 5.4122 | 5.4122
2021-02-13 15:30 | 5.305 | 5.305
2021-02-13 16:00 | 5.1443 | 5.1443
2021-02-13 16:30 | 5.0907 | 5.0907
2021-02-13 17:00 | 5.1978 | 5.1978
2021-02-13 17:30 | 5.0907 | 5.0907
2021-02-13 18:00 | 5.305 | 5.305
2021-02-13 18:30 | 5.4122 | 5.4122
2021-02-13 19:00 | 5.305 | 5.305
2021-02-13 19:30 | 5.1978 | 5.1978
2021-02-13 20:00 | 4.9299 | 4.9299
2021-02-13 20:30 | 4.9299 | 4.9299
2021-02-13 21:00 | 4.5548 | 4.5548
2021-02-13 21:30 | 4.4476 | 4.4476
2021-02-13 22:00 | 4.0189 | 4.0189
2021-02-13 22:30 | 3.9654 | 3.9654
2021-02-13 23:00 | 3.751 | 3.751
2021-02-13 23:30 | 3.6438 | 3.6438
2021-02-14 | 3.4831 | 3.4831
2021-02-14 00:30 | 3.4831 | 3.4831
2021-02-14 01:00 | 3.2152 | 3.2152
2021-02-14 01:30 | 3.2687 | 3.2687
2021-02-14 02:00 | 3.1616 | 3.1616
2021-02-14 02:30 | 3.1616 | 3.1616
2021-02-14 03:00 | 3.0544 | 3.0544
2021-02-14 03:30 | 3.108 | 3.108
2021-02-14 04:00 | 2.9472 | 2.9472
2021-02-14 04:30 | 3.0008 | 3.0008
2021-02-14 05:00 | 2.9472 | 2.9472
2021-02-14 05:30 | 3.0008 | 3.0008
2021-02-14 06:00 | 3.0008 | 3.0008
2021-02-14 06:30 | 2.8936 | 2.8936
2021-02-14 07:00 | 2.9472 | 2.9472
2021-02-14 07:30 | 3.0008 | 3.0008
2021-02-14 08:00 | 3.108 | 3.108
2021-02-14 08:30 | 3.3759 | 3.3759
2021-02-14 09:00 | 3.6974 | 3.6974
2021-02-14 09:30 | 3.5903 | 3.5903
2021-02-14 10:00 | 3.9118 | 3.9118
2021-02-14 10:30 | 3.9654 | 3.9654
2021-02-14 11:00 | 4.2869 | 4.2869
2021-02-14 11:30 | 4.8227 | 4.8227
2021-02-14 12:00 | 4.6084 | 4.6084
2021-02-14 12:30 | 4.9299 | 4.9299
2021-02-14 13:00 | 4.7004 | 4.7004
2021-02-14 13:30 | 4.5012 | 4.5012
2021-02-14 14:00 | 4.2869 | 4.2869
2021-02-14 14:30 | 4.3941 | 4.3941
2021-02-14 15:00 | 4.3941 | 4.3941
2021-02-14 15:30 | 4.2333 | 4.2333
2021-02-14 16:00 | 3.9118 | 3.9118
2021-02-14 16:30 | 3.6974 | 3.6974
2021-02-14 17:00 | 3.5903 | 3.5903
2021-02-14 17:30 | 3.6974 | 3.6974
2021-02-14 18:00 | 3.5903 | 3.5903
2021-02-14 18:30 | 3.3223 | 3.3223
2021-02-14 19:00 | 3.3759 | 3.3759
2021-02-14 19:30 | 3.2152 | 3.2152
2021-02-14 20:00 | 3.2152 | 3.2152
2021-02-14 20:30 | 3.0544 | 3.0544
2021-02-14 21:00 | 2.8401 | 2.8401
2021-02-14 21:30 | 3.0008 | 3.0008
2021-02-14 22:00 | 2.7329 | 2.7329
2021-02-14 22:30 | 2.6257 | 2.6257
2021-02-14 23:00 | 2.5721 | 2.5721
2021-02-14 23:30 | 2.465 | 2.465
2021-02-15 | 2.465 | 2.465
2021-02-15 00:30 | 2.4114 | 2.4114
2021-02-15 01:00 | 2.4114 | 2.4114
2021-02-15 01:30 | 2.465 | 2.465
2021-02-15 02:00 | 2.3042 | 2.3042
2021-02-15 02:30 | 2.3578 | 2.3578
2021-02-15 03:00 | 2.2506 | 2.2506
2021-02-15 03:30 | 2.3578 | 2.3578
2021-02-15 04:00 | 2.4114 | 2.4114
2021-02-15 04:30 | 2.4114 | 2.4114
2021-02-15 05:00 | 2.465 | 2.465
2021-02-15 05:30 | 2.6257 | 2.6257
2021-02-15 06:00 | 2.6257 | 2.6257
2021-02-15 06:30 | 2.7865 | 2.7865
2021-02-15 07:00 | 2.9472 | 2.9472
2021-02-15 07:30 | 2.9472 | 2.9472
2021-02-15 08:00 | 3.1616 | 3.1616
2021-02-15 08:30 | 3.2152 | 3.2152
2021-02-15 09:00 | 3.2152 | 3.2152
2021-02-15 09:30 | 3.3223 | 3.3223
2021-02-15 10:00 | 3.4295 | 3.4295
2021-02-15 10:30 | 3.4831 | 3.4831
2021-02-15 11:00 | 3.9118 | 3.9118
2021-02-15 11:30 | 3.751 | 3.751
2021-02-15 12:00 | 3.9118 | 3.9118
2021-02-15 12:30 | 4.0725 | 4.0725
2021-02-15 13:00 | 4.4476 | 4.4476
2021-02-15 13:30 | 4.3405 | 4.3405
2021-02-15 14:00 | 4.7156 | 4.7156
2021-02-15 14:30 | 4.5548 | 4.5548
2021-02-15 15:00 | 4.5548 | 4.5548
2021-02-15 15:30 | 4.8763 | 4.8763
2021-02-15 16:00 | 5.0371 | 5.0371
2021-02-15 16:30 | 5.1443 | 5.1443
2021-02-15 17:00 | 5.0371 | 5.0371
2021-02-15 17:30 | 5.1978 | 5.1978
2021-02-15 18:00 | 4.9835 | 4.9835
2021-02-15 18:30 | 5.1978 | 5.1978
2021-02-15 19:00 | 4.9835 | 4.9835
2021-02-15 19:30 | 4.8227 | 4.8227
2021-02-15 20:00 | 4.6084 | 4.6084
2021-02-15 20:30 | 4.3405 | 4.3405
2021-02-15 21:00 | 3.9654 | 3.9654
2021-02-15 21:30 | 3.751 | 3.751
2021-02-15 22:00 | 3.4831 | 3.4831
2021-02-15 22:30 | 3.108 | 3.108
2021-02-15 23:00 | 2.8936 | 2.8936
2021-02-15 23:30 | 2.7329 | 2.7329
2021-02-16 | 2.6793 | 2.6793
2021-02-16 00:30 | 2.5185 | 2.5185
2021-02-16 01:00 | 2.5721 | 2.5721
2021-02-16 01:30 | 2.4114 | 2.4114
2021-02-16 02:00 | 2.4114 | 2.4114
2021-02-16 02:30 | 2.4114 | 2.4114
2021-02-16 03:00 | 2.3042 | 2.3042
2021-02-16 03:30 | 2.4114 | 2.4114
2021-02-16 04:00 | 2.4114 | 2.4114
2021-02-16 04:30 | 2.4114 | 2.4114
2021-02-16 05:00 | 2.4114 | 2.4114
2021-02-16 05:30 | 2.4114 | 2.4114
2021-02-16 06:00 | 2.5185 | 2.5185
2021-02-16 06:30 | 2.6257 | 2.6257
2021-02-16 07:00 | 2.7329 | 2.7329
2021-02-16 07:30 | 2.9472 | 2.9472
2021-02-16 08:00 | 3.1616 | 3.1616
2021-02-16 08:30 | 3.1616 | 3.1616
2021-02-16 09:00 | 3.2687 | 3.2687
2021-02-16 09:30 | 3.3759 | 3.3759
2021-02-16 10:00 | 3.3759 | 3.3759
2021-02-16 10:30 | 3.4831 | 3.4831
2021-02-16 11:00 | 3.8046 | 3.8046
2021-02-16 11:30 | 3.9118 | 3.9118
2021-02-16 12:00 | 4.0189 | 4.0189
2021-02-16 12:30 | 4.5012 | 4.5012
2021-02-16 13:00 | 4.4476 | 4.4476
2021-02-16 13:30 | 4.7692 | 4.7692
2021-02-16 14:00 | 4.2869 | 4.2869
2021-02-16 14:30 | 4.5012 | 4.5012
2021-02-16 15:00 | 4.7692 | 4.7692
2021-02-16 15:30 | 4.9299 | 4.9299
2021-02-16 16:00 | 5.0907 | 5.0907
2021-02-16 16:30 | 5.1978 | 5.1978
2021-02-16 17:00 | 5.305 | 5.305
2021-02-16 17:30 | 5.4658 | 5.4658
2021-02-16 18:00 | 5.5194 | 5.5194
2021-02-16 18:30 | 5.5194 | 5.5194
2021-02-16 19:00 | 5.5194 | 5.5194
2021-02-16 19:30 | 5.305 | 5.305
2021-02-16 20:00 | 5.2514 | 5.2514
2021-02-16 20:30 | 4.7692 | 4.7692
2021-02-16 21:00 | 4.3941 | 4.3941
2021-02-16 21:30 | 4.0249 | 4.0249
2021-02-16 22:00 | 3.6974 | 3.6974
2021-02-16 22:30 | 3.3759 | 3.3759
2021-02-16 23:00 | 3.1616 | 3.1616
2021-02-16 23:30 | 3.0544 | 3.0544
2021-02-17 | 2.8936 | 2.8936
2021-02-17 00:30 | 2.7329 | 2.7329
2021-02-17 01:00 | 2.7329 | 2.7329
2021-02-17 01:30 | 2.6257 | 2.6257
2021-02-17 02:00 | 2.6257 | 2.6257
2021-02-17 02:30 | 2.5185 | 2.5185
2021-02-17 03:00 | 2.4114 | 2.4114
2021-02-17 03:30 | 2.465 | 2.465
2021-02-17 04:00 | 2.5185 | 2.5185
2021-02-17 04:30 | 2.4114 | 2.4114
2021-02-17 05:00 | 2.465 | 2.465
2021-02-17 05:30 | 2.6257 | 2.6257
2021-02-17 06:00 | 2.8401 | 2.8401
2021-02-17 06:30 | 2.8401 | 2.8401
2021-02-17 07:00 | 3.0544 | 3.0544
2021-02-17 07:30 | 3.1616 | 3.1616
2021-02-17 08:00 | 3.3223 | 3.3223
2021-02-17 08:30 | 3.108 | 3.108
2021-02-17 09:00 | 3.108 | 3.108
2021-02-17 09:30 | 3.3759 | 3.3759
2021-02-17 10:00 | 3.1616 | 3.1616
2021-02-17 10:30 | 3.4831 | 3.4831
2021-02-17 11:00 | 3.4831 | 3.4831
2021-02-17 11:30 | 3.3223 | 3.3223
2021-02-17 12:00 | 3.6974 | 3.6974
2021-02-17 12:30 | 3.8046 | 3.8046
2021-02-17 13:00 | 3.8046 | 3.8046
2021-02-17 13:30 | 3.8582 | 3.8582
2021-02-17 14:00 | 3.8046 | 3.8046
2021-02-17 14:30 | 4.2333 | 4.2333
2021-02-17 15:00 | 4.0189 | 4.0189
2021-02-17 15:30 | 4.3412 | 4.3412
2021-02-17 16:00 | 4.5548 | 4.5548
2021-02-17 16:30 | 4.4476 | 4.4476
2021-02-17 17:00 | 4.4476 | 4.4476
2021-02-17 17:30 | 4.7692 | 4.7692
2021-02-17 18:00 | 4.8763 | 4.8763
2021-02-17 18:30 | 4.9835 | 4.9835
2021-02-17 19:00 | 4.8763 | 4.8763
2021-02-17 19:30 | 4.8763 | 4.8763
2021-02-17 20:00 | 4.6084 | 4.6084
2021-02-17 20:30 | 4.3405 | 4.3405
2021-02-17 21:00 | 4.0189 | 4.0189
2021-02-17 21:30 | 3.8582 | 3.8582
2021-02-17 22:00 | 3.4831 | 3.4831
2021-02-17 22:30 | 3.2152 | 3.2152
2021-02-17 23:00 | 3.108 | 3.108
2021-02-17 23:30 | 3.0008 | 3.0008
2021-02-18 | 2.8936 | 2.8936
2021-02-18 00:30 | 2.8401 | 2.8401
2021-02-18 01:00 | 2.7329 | 2.7329
2021-02-18 01:30 | 2.8401 | 2.8401
2021-02-18 02:00 | 2.6793 | 2.6793
2021-02-18 02:30 | 2.5721 | 2.5721
2021-02-18 03:00 | 2.5185 | 2.5185
2021-02-18 03:30 | 2.465 | 2.465
2021-02-18 04:00 | 2.4483 | 2.4483
2021-02-18 04:30 | 2.465 | 2.465
2021-02-18 05:00 | 2.465 | 2.465
2021-02-18 05:30 | 2.6257 | 2.6257
2021-02-18 06:00 | 2.8401 | 2.8401
2021-02-18 06:30 | 2.9472 | 2.9472
2021-02-18 07:00 | 3.0544 | 3.0544
2021-02-18 07:30 | 3.2687 | 3.2687
2021-02-18 08:00 | 3.2152 | 3.2152
2021-02-18 08:30 | 3.3759 | 3.3759
2021-02-18 09:00 | 3.3223 | 3.3223
2021-02-18 09:30 | 3.2152 | 3.2152
2021-02-18 10:00 | 3.3223 | 3.3223
2021-02-18 10:30 | 3.4831 | 3.4831
2021-02-18 11:00 | 3.5903 | 3.5903
2021-02-18 11:30 | 3.8046 | 3.8046
2021-02-18 12:00 | 3.8046 | 3.8046
2021-02-18 12:30 | 3.9118 | 3.9118
2021-02-18 13:00 | 4.0189 | 4.0189
2021-02-18 13:30 | 4.1261 | 4.1261
2021-02-18 14:00 | 4.2869 | 4.2869
2021-02-18 14:30 | 4.4476 | 4.4476
2021-02-18 15:00 | 4.4476 | 4.4476
2021-02-18 15:30 | 4.662 | 4.662
2021-02-18 16:00 | 4.662 | 4.662
2021-02-18 16:30 | 4.6084 | 4.6084
2021-02-18 17:00 | 4.662 | 4.662
2021-02-18 17:30 | 4.8763 | 4.8763
2021-02-18 18:00 | 4.8227 | 4.8227
2021-02-18 18:30 | 4.662 | 4.662
2021-02-18 19:00 | 4.662 | 4.662
2021-02-18 19:30 | 4.5548 | 4.5548
2021-02-18 20:00 | 4.3941 | 4.3941
2021-02-18 20:30 | 4.1927 | 4.1927
2021-02-18 21:00 | 3.8046 | 3.8046
2021-02-18 21:30 | 3.6974 | 3.6974
2021-02-18 22:00 | 3.3223 | 3.3223
2021-02-18 22:30 | 3.2687 | 3.2687
2021-02-18 23:00 | 3.0544 | 3.0544
2021-02-18 23:30 | 3.0008 | 3.0008
2021-02-19 | 2.8401 | 2.8401
2021-02-19 00:30 | 2.6793 | 2.6793
2021-02-19 01:00 | 2.6257 | 2.6257
2021-02-19 01:30 | 2.5721 | 2.5721
2021-02-19 02:00 | 2.5185 | 2.5185
2021-02-19 02:30 | 2.465 | 2.465
2021-02-19 03:00 | 2.3578 | 2.3578
2021-02-19 03:30 | 2.4114 | 2.4114
2021-02-19 04:00 | 2.3042 | 2.3042
2021-02-19 04:30 | 2.4114 | 2.4114
2021-02-19 05:00 | 2.3042 | 2.3042
2021-02-19 05:30 | 2.5185 | 2.5185
2021-02-19 06:00 | 2.6257 | 2.6257
2021-02-19 06:30 | 2.6257 | 2.6257
2021-02-19 07:00 | 2.7329 | 2.7329
2021-02-19 07:30 | 3.0008 | 3.0008
2021-02-19 08:00 | 3.0008 | 3.0008
2021-02-19 08:30 | 3.0544 | 3.0544
2021-02-19 09:00 | 3.0544 | 3.0544
2021-02-19 09:30 | 3.108 | 3.108
2021-02-19 10:00 | 3.2152 | 3.2152
2021-02-19 10:30 | 3.3223 | 3.3223
2021-02-19 11:00 | 3.4831 | 3.4831
2021-02-19 11:30 | 3.4831 | 3.4831
2021-02-19 12:00 | 3.5903 | 3.5903
2021-02-19 12:30 | 3.751 | 3.751
2021-02-19 13:00 | 3.8582 | 3.8582
2021-02-19 13:30 | 4.2333 | 4.2333
2021-02-19 14:00 | 4.1261 | 4.1261
2021-02-19 14:30 | 4.1261 | 4.1261
2021-02-19 15:00 | 4.2869 | 4.2869
2021-02-19 15:30 | 4.662 | 4.662
2021-02-19 16:00 | 4.3405 | 4.3405
2021-02-19 16:30 | 4.7692 | 4.7692
2021-02-19 17:00 | 4.7692 | 4.7692
2021-02-19 17:30 | 4.8763 | 4.8763
2021-02-19 18:00 | 4.7692 | 4.7692
2021-02-19 18:30 | 4.9299 | 4.9299
2021-02-19 19:00 | 4.7692 | 4.7692
2021-02-19 19:30 | 4.5548 | 4.5548
2021-02-19 20:00 | 4.5012 | 4.5012
2021-02-19 20:30 | 4.2333 | 4.2333
2021-02-19 21:00 | 3.9118 | 3.9118
2021-02-19 21:30 | 3.6974 | 3.6974
2021-02-19 22:00 | 3.5903 | 3.5903
2021-02-19 22:30 | 3.2687 | 3.2687
2021-02-19 23:00 | 3.1616 | 3.1616
2021-02-19 23:30 | 2.8936 | 2.8936
2021-02-20 | 2.8401 | 2.8401
2021-02-20 00:30 | 2.7865 | 2.7865
2021-02-20 01:00 | 2.7329 | 2.7329
2021-02-20 01:30 | 2.6257 | 2.6257
2021-02-20 02:00 | 2.5185 | 2.5185
2021-02-20 02:30 | 2.4114 | 2.4114
2021-02-20 03:00 | 2.4114 | 2.4114
2021-02-20 03:30 | 2.4114 | 2.4114
2021-02-20 04:00 | 2.3042 | 2.3042
2021-02-20 04:30 | 2.3042 | 2.3042
2021-02-20 05:00 | 2.3042 | 2.3042
2021-02-20 05:30 | 2.3042 | 2.3042
2021-02-20 06:00 | 2.3042 | 2.3042
2021-02-20 06:30 | 2.3042 | 2.3042
2021-02-20 07:00 | 2.465 | 2.465
2021-02-20 07:30 | 2.5185 | 2.5185
2021-02-20 08:00 | 2.6257 | 2.6257
2021-02-20 08:30 | 2.6793 | 2.6793
2021-02-20 09:00 | 2.7329 | 2.7329
2021-02-20 09:30 | 2.7329 | 2.7329
2021-02-20 10:00 | 2.8401 | 2.8401
2021-02-20 10:30 | 2.8936 | 2.8936
2021-02-20 11:00 | 2.9472 | 2.9472
2021-02-20 11:30 | 3.108 | 3.108
2021-02-20 12:00 | 3.2152 | 3.2152
2021-02-20 12:30 | 3.3759 | 3.3759
2021-02-20 13:00 | 3.5367 | 3.5367
2021-02-20 13:30 | 3.6974 | 3.6974
2021-02-20 14:00 | 3.751 | 3.751
2021-02-20 14:30 | 3.9654 | 3.9654
2021-02-20 15:00 | 4.0189 | 4.0189
2021-02-20 15:30 | 4.0189 | 4.0189
2021-02-20 16:00 | 4.3405 | 4.3405
2021-02-20 16:30 | 4.662 | 4.662
2021-02-20 17:00 | 4.662 | 4.662
2021-02-20 17:30 | 4.8763 | 4.8763
2021-02-20 18:00 | 4.8763 | 4.8763
2021-02-20 18:30 | 4.9835 | 4.9835
2021-02-20 19:00 | 4.7692 | 4.7692
2021-02-20 19:30 | 4.6084 | 4.6084
2021-02-20 20:00 | 4.3941 | 4.3941
2021-02-20 20:30 | 4.1797 | 4.1797
2021-02-20 21:00 | 4.0189 | 4.0189
2021-02-20 21:30 | 3.8046 | 3.8046
2021-02-20 22:00 | 3.6438 | 3.6438
2021-02-20 22:30 | 3.3223 | 3.3223
2021-02-20 23:00 | 3.108 | 3.108
2021-02-20 23:30 | 3.0008 | 3.0008
2021-02-21 | 3.0008 | 3.0008
2021-02-21 00:30 | 2.7865 | 2.7865
2021-02-21 01:00 | 2.7865 | 2.7865
2021-02-21 01:30 | 2.6793 | 2.6793
2021-02-21 02:00 | 2.6257 | 2.6257
2021-02-21 02:30 | 2.5721 | 2.5721
2021-02-21 03:00 | 2.465 | 2.465
2021-02-21 03:30 | 2.5185 | 2.5185
2021-02-21 04:00 | 2.3578 | 2.3578
2021-02-21 04:30 | 2.3042 | 2.3042
2021-02-21 05:00 | 2.4114 | 2.4114
2021-02-21 05:30 | 2.4114 | 2.4114
2021-02-21 06:00 | 2.4114 | 2.4114
2021-02-21 06:30 | 2.4114 | 2.4114
2021-02-21 07:00 | 2.3042 | 2.3042
2021-02-21 07:30 | 2.5721 | 2.5721
2021-02-21 08:00 | 2.6257 | 2.6257
2021-02-21 08:30 | 2.6257 | 2.6257
2021-02-21 09:00 | 2.6793 | 2.6793
2021-02-21 09:30 | 2.7329 | 2.7329
2021-02-21 10:00 | 2.8936 | 2.8936
2021-02-21 10:30 | 2.9472 | 2.9472
2021-02-21 11:00 | 3.0544 | 3.0544
2021-02-21 11:30 | 3.2687 | 3.2687
2021-02-21 12:00 | 3.4831 | 3.4831
2021-02-21 12:30 | 3.6974 | 3.6974
2021-02-21 13:00 | 3.8582 | 3.8582
2021-02-21 13:30 | 3.9654 | 3.9654
2021-02-21 14:00 | 4.3405 | 4.3405
2021-02-21 14:30 | 4.1261 | 4.1261
2021-02-21 15:00 | 4.3405 | 4.3405
2021-02-21 15:30 | 4.5012 | 4.5012
2021-02-21 16:00 | 4.4476 | 4.4476
2021-02-21 16:30 | 4.662 | 4.662
2021-02-21 17:00 | 4.8227 | 4.8227
2021-02-21 17:30 | 5.0907 | 5.0907
2021-02-21 18:00 | 5.1443 | 5.1443
2021-02-21 18:30 | 5.1978 | 5.1978
2021-02-21 19:00 | 5.0371 | 5.0371
2021-02-21 19:30 | 4.8227 | 4.8227
2021-02-21 20:00 | 4.662 | 4.662
2021-02-21 20:30 | 4.2333 | 4.2333
2021-02-21 21:00 | 3.9118 | 3.9118
2021-02-21 21:30 | 3.751 | 3.751
2021-02-21 22:00 | 3.3223 | 3.3223
2021-02-21 22:30 | 3.108 | 3.108
2021-02-21 23:00 | 2.9472 | 2.9472
2021-02-21 23:30 | 2.7329 | 2.7329
2021-02-22 | 2.6793 | 2.6793
2021-02-22 00:30 | 2.5721 | 2.5721
2021-02-22 01:00 | 2.5185 | 2.5185
2021-02-22 01:30 | 2.5721 | 2.5721
2021-02-22 02:00 | 2.465 | 2.465
2021-02-22 02:30 | 2.4114 | 2.4114
2021-02-22 03:00 | 2.3578 | 2.3578
2021-02-22 03:30 | 2.4114 | 2.4114
2021-02-22 04:00 | 2.3042 | 2.3042
2021-02-22 04:30 | 2.465 | 2.465
2021-02-22 05:00 | 2.5185 | 2.5185
2021-02-22 05:30 | 2.5721 | 2.5721
2021-02-22 06:00 | 2.6793 | 2.6793
2021-02-22 06:30 | 2.6257 | 2.6257
2021-02-22 07:00 | 2.9472 | 2.9472
2021-02-22 07:30 | 3.0008 | 3.0008
2021-02-22 08:00 | 3.108 | 3.108
2021-02-22 08:30 | 3.1616 | 3.1616
2021-02-22 09:00 | 3.0544 | 3.0544
2021-02-22 09:30 | 3.108 | 3.108
2021-02-22 10:00 | 3.3759 | 3.3759
2021-02-22 10:30 | 3.2687 | 3.2687
2021-02-22 11:00 | 3.5367 | 3.5367
2021-02-22 11:30 | 3.6438 | 3.6438
2021-02-22 12:00 | 3.9118 | 3.9118
2021-02-22 12:30 | 4.2333 | 4.2333
2021-02-22 13:00 | 4.3941 | 4.3941
2021-02-22 13:30 | 4.5548 | 4.5548
2021-02-22 14:00 | 4.7692 | 4.7692
2021-02-22 14:30 | 4.8763 | 4.8763
2021-02-22 15:00 | 5.0907 | 5.0907
2021-02-22 15:30 | 5.2514 | 5.2514
2021-02-22 16:00 | 5.3586 | 5.3586
2021-02-22 16:30 | 5.5194 | 5.5194
2021-02-22 17:00 | 5.7337 | 5.7337
2021-02-22 17:30 | 5.7337 | 5.7337
2021-02-22 18:00 | 5.7337 | 5.7337
2021-02-22 18:30 | 5.6801 | 5.6801
2021-02-22 19:00 | 5.5194 | 5.5194
2021-02-22 19:30 | 5.2514 | 5.2514
2021-02-22 20:00 | 5.0907 | 5.0907
2021-02-22 20:30 | 4.9835 | 4.9835
2021-02-22 21:00 | 4.5548 | 4.5548
2021-02-22 21:30 | 4.2333 | 4.2333
2021-02-22 22:00 | 4.0189 | 4.0189
2021-02-22 22:30 | 3.6438 | 3.6438
2021-02-22 23:00 | 3.4831 | 3.4831
2021-02-22 23:30 | 3.3759 | 3.3759
2021-02-23 | 3.1616 | 3.1616
2021-02-23 00:30 | 3.0544 | 3.0544
2021-02-23 01:00 | 3.0544 | 3.0544
2021-02-23 01:30 | 3.0544 | 3.0544
2021-02-23 02:00 | 3.0544 | 3.0544
2021-02-23 02:30 | 2.8936 | 2.8936
2021-02-23 03:00 | 2.8401 | 2.8401
2021-02-23 03:30 | 2.7329 | 2.7329
2021-02-23 04:00 | 2.8401 | 2.8401
2021-02-23 04:30 | 2.8401 | 2.8401
2021-02-23 05:00 | 2.8401 | 2.8401
2021-02-23 05:30 | 2.9472 | 2.9472
2021-02-23 06:00 | 3.1616 | 3.1616
2021-02-23 06:30 | 3.2687 | 3.2687
2021-02-23 07:00 | 3.3759 | 3.3759
2021-02-23 07:30 | 3.4831 | 3.4831
2021-02-23 08:00 | 3.6974 | 3.6974
2021-02-23 08:30 | 3.8582 | 3.8582
2021-02-23 09:00 | 3.9654 | 3.9654
2021-02-23 09:30 | 3.8046 | 3.8046
2021-02-23 10:00 | 3.9118 | 3.9118
2021-02-23 10:30 | 4.2333 | 4.2333
2021-02-23 11:00 | 4.2333 | 4.2333
2021-02-23 11:30 | 4.3941 | 4.3941
2021-02-23 12:00 | 4.6084 | 4.6084
2021-02-23 12:30 | 4.8763 | 4.8763
2021-02-23 13:00 | 4.9299 | 4.9299
2021-02-23 13:30 | 5.1978 | 5.1978
2021-02-23 14:00 | 5.305 | 5.305
2021-02-23 14:30 | 5.4122 | 5.4122
2021-02-23 15:00 | 5.5194 | 5.5194
2021-02-23 15:30 | 5.8409 | 5.8409
2021-02-23 16:00 | 6.3231 | 6.3231
2021-02-23 16:30 | 6.3231 | 6.3231
2021-02-23 17:00 | 6.1624 | 6.1624
2021-02-23 17:30 | 6.1088 | 6.1088
2021-02-23 18:00 | 6.3231 | 6.3231
2021-02-23 18:30 | 6.2696 | 6.2696
2021-02-23 19:00 | 6.3164 | 6.3164
2021-02-23 19:30 | 6.1091 | 6.1091
2021-02-23 20:00 | 5.925 | 5.925
2021-02-23 20:30 | 5.4532 | 5.4532
2021-02-23 21:00 | 5.1978 | 5.1978
2021-02-23 21:30 | 4.8227 | 4.8227
2021-02-23 22:00 | 4.5548 | 4.5548
2021-02-23 22:30 | 4.1261 | 4.1261
2021-02-23 23:00 | 3.9654 | 3.9654
2021-02-23 23:30 | 3.751 | 3.751
2021-02-24 | 3.6974 | 3.6974
2021-02-24 00:30 | 3.5367 | 3.5367
2021-02-24 01:00 | 3.4295 | 3.4295
2021-02-24 01:30 | 3.3759 | 3.3759
2021-02-24 02:00 | 3.3223 | 3.3223
2021-02-24 02:30 | 3.2687 | 3.2687
2021-02-24 03:00 | 3.108 | 3.108
2021-02-24 03:30 | 3.0008 | 3.0008
2021-02-24 04:00 | 2.8936 | 2.8936
2021-02-24 04:30 | 3.0008 | 3.0008
2021-02-24 05:00 | 2.8936 | 2.8936
2021-02-24 05:30 | 2.8936 | 2.8936
2021-02-24 06:00 | 2.9472 | 2.9472
2021-02-24 06:30 | 2.9472 | 2.9472
2021-02-24 07:00 | 3.108 | 3.108
2021-02-24 07:30 | 3.108 | 3.108
2021-02-24 08:00 | 3.3745 | 3.3745
2021-02-24 08:30 | 3.2152 | 3.2152
2021-02-24 09:00 | 3.3223 | 3.3223
2021-02-24 09:30 | 3.2687 | 3.2687
2021-02-24 10:00 | 3.2687 | 3.2687
2021-02-24 10:30 | 3.2687 | 3.2687
2021-02-24 11:00 | 3.4831 | 3.4831
2021-02-24 11:30 | 3.6974 | 3.6974
2021-02-24 12:00 | 3.751 | 3.751
2021-02-24 12:30 | 4.0725 | 4.0725
2021-02-24 13:00 | 4.1797 | 4.1797
2021-02-24 13:30 | 4.4476 | 4.4476
2021-02-24 14:00 | 4.4476 | 4.4476
2021-02-24 14:30 | 4.7692 | 4.7692
2021-02-24 15:00 | 4.9835 | 4.9835
2021-02-24 15:30 | 5.1978 | 5.1978
2021-02-24 16:00 | 5.4122 | 5.4122
2021-02-24 16:30 | 5.5194 | 5.5194
2021-02-24 17:00 | 5.8409 | 5.8409
2021-02-24 17:30 | 5.948 | 5.948
2021-02-24 18:00 | 5.8945 | 5.8945
2021-02-24 18:30 | 6.0016 | 6.0016
2021-02-24 19:00 | 5.8409 | 5.8409
2021-02-24 19:30 | 5.6265 | 5.6265
2021-02-24 20:00 | 5.305 | 5.305
2021-02-24 20:30 | 4.8227 | 4.8227
2021-02-24 21:00 | 4.4476 | 4.4476
2021-02-24 21:30 | 4.1261 | 4.1261
2021-02-24 22:00 | 3.8582 | 3.8582
2021-02-24 22:30 | 3.4831 | 3.4831
2021-02-24 23:00 | 3.2687 | 3.2687
2021-02-24 23:30 | 3.108 | 3.108
2021-02-25 | 2.9472 | 2.9472
2021-02-25 00:30 | 2.7865 | 2.7865
2021-02-25 01:00 | 2.7329 | 2.7329
2021-02-25 01:30 | 2.6257 | 2.6257
2021-02-25 02:00 | 2.5185 | 2.5185
2021-02-25 02:30 | 2.6257 | 2.6257
2021-02-25 03:00 | 2.4114 | 2.4114
2021-02-25 03:30 | 2.465 | 2.465
2021-02-25 04:00 | 2.3578 | 2.3578
2021-02-25 04:30 | 2.4114 | 2.4114
2021-02-25 05:00 | 2.4114 | 2.4114
2021-02-25 05:30 | 2.3578 | 2.3578
2021-02-25 06:00 | 2.465 | 2.465
2021-02-25 06:30 | 2.6257 | 2.6257
2021-02-25 07:00 | 2.6257 | 2.6257
2021-02-25 07:30 | 2.7865 | 2.7865
2021-02-25 08:00 | 2.7329 | 2.7329
2021-02-25 08:30 | 2.7329 | 2.7329
2021-02-25 09:00 | 2.7329 | 2.7329
2021-02-25 09:30 | 2.7329 | 2.7329
2021-02-25 10:00 | 2.8401 | 2.8401
2021-02-25 10:30 | 3.0008 | 3.0008
2021-02-25 11:00 | 3.2687 | 3.2687
2021-02-25 11:30 | 3.3759 | 3.3759
2021-02-25 12:00 | 3.6438 | 3.6438
2021-02-25 12:30 | 3.8046 | 3.8046
2021-02-25 13:00 | 4.1261 | 4.1261
2021-02-25 13:30 | 4.2333 | 4.2333
2021-02-25 14:00 | 4.3405 | 4.3405
2021-02-25 14:30 | 4.5548 | 4.5548
2021-02-25 15:00 | 4.7156 | 4.7156
2021-02-25 15:30 | 5.0907 | 5.0907
2021-02-25 16:00 | 4.9835 | 4.9835
2021-02-25 16:30 | 5.305 | 5.305
2021-02-25 17:00 | 4.9835 | 4.9835
2021-02-25 17:30 | 5.5194 | 5.5194
2021-02-25 18:00 | 5.3586 | 5.3586
2021-02-25 18:30 | 5.3537 | 5.3537
2021-02-25 19:00 | 5.2514 | 5.2514
2021-02-25 19:30 | 5.0907 | 5.0907
2021-02-25 20:00 | 4.7692 | 4.7692
2021-02-25 20:30 | 4.5548 | 4.5548
2021-02-25 21:00 | 4.2869 | 4.2869
2021-02-25 21:30 | 4.0189 | 4.0189
2021-02-25 22:00 | 3.6974 | 3.6974
2021-02-25 22:30 | 3.3759 | 3.3759
2021-02-25 23:00 | 3.3223 | 3.3223
2021-02-25 23:30 | 3.0008 | 3.0008
2021-02-26 | 2.9472 | 2.9472
2021-02-26 00:30 | 2.7865 | 2.7865
2021-02-26 01:00 | 2.7329 | 2.7329
2021-02-26 01:30 | 2.5721 | 2.5721
2021-02-26 02:00 | 2.5185 | 2.5185
2021-02-26 02:30 | 2.4114 | 2.4114
2021-02-26 03:00 | 2.3042 | 2.3042
2021-02-26 03:30 | 2.3042 | 2.3042
2021-02-26 04:00 | 2.2506 | 2.2506
2021-02-26 04:30 | 2.3578 | 2.3578
2021-02-26 05:00 | 2.4114 | 2.4114
2021-02-26 05:30 | 2.465 | 2.465
2021-02-26 06:00 | 2.6793 | 2.6793
2021-02-26 06:30 | 2.7329 | 2.7329
2021-02-26 07:00 | 2.9472 | 2.9472
2021-02-26 07:30 | 2.7865 | 2.7865
2021-02-26 08:00 | 2.8936 | 2.8936
2021-02-26 08:30 | 2.8936 | 2.8936
2021-02-26 09:00 | 2.9472 | 2.9472
2021-02-26 09:30 | 2.9472 | 2.9472
2021-02-26 10:00 | 3.0544 | 3.0544
2021-02-26 10:30 | 2.8936 | 2.8936
2021-02-26 11:00 | 3.0544 | 3.0544
2021-02-26 11:30 | 3.3223 | 3.3223
2021-02-26 12:00 | 3.2687 | 3.2687
2021-02-26 12:30 | 3.5903 | 3.5903
2021-02-26 13:00 | 4.0189 | 4.0189
2021-02-26 13:30 | 3.9654 | 3.9654
2021-02-26 14:00 | 4.2333 | 4.2333
2021-02-26 14:30 | 4.3405 | 4.3405
2021-02-26 15:00 | 4.5012 | 4.5012
2021-02-26 15:30 | 4.7692 | 4.7692
2021-02-26 16:00 | 4.9835 | 4.9835
2021-02-26 16:30 | 5.0907 | 5.0907
2021-02-26 17:00 | 5.0907 | 5.0907
2021-02-26 17:30 | 5.4097 | 5.4097
2021-02-26 18:00 | 5.305 | 5.305
2021-02-26 18:30 | 5.4122 | 5.4122
2021-02-26 19:00 | 5.1443 | 5.1443
2021-02-26 19:30 | 5.0371 | 5.0371
2021-02-26 20:00 | 4.7692 | 4.7692
2021-02-26 20:30 | 4.662 | 4.662
2021-02-26 21:00 | 4.2333 | 4.2333
2021-02-26 21:30 | 4.0725 | 4.0725
2021-02-26 22:00 | 3.6974 | 3.6974
2021-02-26 22:30 | 3.5903 | 3.5903
2021-02-26 23:00 | 3.3759 | 3.3759
2021-02-26 23:30 | 3.108 | 3.108
2021-02-27 | 3.108 | 3.108
2021-02-27 00:30 | 2.8401 | 2.8401
2021-02-27 01:00 | 2.8936 | 2.8936
2021-02-27 01:30 | 2.7865 | 2.7865
2021-02-27 02:00 | 2.7865 | 2.7865
2021-02-27 02:30 | 2.6257 | 2.6257
2021-02-27 03:00 | 2.5721 | 2.5721
2021-02-27 03:30 | 2.5185 | 2.5185
2021-02-27 04:00 | 2.6257 | 2.6257
2021-02-27 04:30 | 2.6257 | 2.6257
2021-02-27 05:00 | 2.5185 | 2.5185
2021-02-27 05:30 | 2.5721 | 2.5721
2021-02-27 06:00 | 2.4114 | 2.4114
2021-02-27 06:30 | 2.5185 | 2.5185
2021-02-27 07:00 | 2.465 | 2.465
2021-02-27 07:30 | 2.6257 | 2.6257
2021-02-27 08:00 | 2.7601 | 2.7601
2021-02-27 08:30 | 2.7329 | 2.7329
2021-02-27 09:00 | 2.8936 | 2.8936
2021-02-27 09:30 | 3.0201 | 3.0201
2021-02-27 10:00 | 3.2007 | 3.2007
2021-02-27 10:30 | 3.4831 | 3.4831
2021-02-27 11:00 | 4.0189 | 4.0189
2021-02-27 11:30 | 4.0189 | 4.0189
2021-02-27 12:00 | 4.2333 | 4.2333
2021-02-27 12:30 | 4.5012 | 4.5012
2021-02-27 13:00 | 4.662 | 4.662
2021-02-27 13:30 | 4.8763 | 4.8763
2021-02-27 14:00 | 4.2333 | 4.2333
2021-02-27 14:30 | 4.9835 | 4.9835
2021-02-27 15:00 | 4.8763 | 4.8763
2021-02-27 15:30 | 5.3586 | 5.3586
2021-02-27 16:00 | 4.7692 | 4.7692
2021-02-27 16:30 | 4.3405 | 4.3405
2021-02-27 17:00 | 4.3405 | 4.3405
2021-02-27 17:30 | 4.5548 | 4.5548
2021-02-27 18:00 | 4.7692 | 4.7692
2021-02-27 18:30 | 4.9299 | 4.9299
2021-02-27 19:00 | 4.9299 | 4.9299
2021-02-27 19:30 | 4.3941 | 4.3941
2021-02-27 20:00 | 4.5548 | 4.5548
2021-02-27 20:30 | 4.2333 | 4.2333
2021-02-27 21:00 | 3.9654 | 3.9654
2021-02-27 21:30 | 3.8046 | 3.8046
2021-02-27 22:00 | 3.5903 | 3.5903
2021-02-27 22:30 | 3.3759 | 3.3759
2021-02-27 23:00 | 3.3223 | 3.3223
2021-02-27 23:30 | 3.1616 | 3.1616
2021-02-28 | 2.9472 | 2.9472
2021-02-28 00:30 | 3.0008 | 3.0008
2021-02-28 01:00 | 2.8936 | 2.8936
2021-02-28 01:30 | 2.7329 | 2.7329
2021-02-28 02:00 | 2.7329 | 2.7329
2021-02-28 02:30 | 2.8401 | 2.8401
2021-02-28 03:00 | 2.7329 | 2.7329
2021-02-28 03:30 | 2.7329 | 2.7329
2021-02-28 04:00 | 2.5721 | 2.5721
2021-02-28 04:30 | 2.6793 | 2.6793
2021-02-28 05:00 | 2.6793 | 2.6793
2021-02-28 05:30 | 2.7329 | 2.7329
2021-02-28 06:00 | 2.5721 | 2.5721
2021-02-28 06:30 | 2.6257 | 2.6257
2021-02-28 07:00 | 2.6257 | 2.6257
2021-02-28 07:30 | 2.7329 | 2.7329
2021-02-28 08:00 | 2.8936 | 2.8936
2021-02-28 08:30 | 2.8936 | 2.8936
2021-02-28 09:00 | 2.8401 | 2.8401
2021-02-28 09:30 | 3.2687 | 3.2687
2021-02-28 10:00 | 3.1616 | 3.1616
2021-02-28 10:30 | 3.1616 | 3.1616
2021-02-28 11:00 | 3.5367 | 3.5367
2021-02-28 11:30 | 3.9118 | 3.9118
2021-02-28 12:00 | 3.9654 | 3.9654
2021-02-28 12:30 | 4.0189 | 4.0189
2021-02-28 13:00 | 4.5548 | 4.5548
2021-02-28 13:30 | 4.662 | 4.662
2021-02-28 14:00 | 4.5548 | 4.5548
2021-02-28 14:30 | 5.0907 | 5.0907
2021-02-28 15:00 | 5.1978 | 5.1978
2021-02-28 15:30 | 5.0907 | 5.0907
2021-02-28 16:00 | 5.3586 | 5.3586
2021-02-28 16:30 | 5.305 | 5.305
2021-02-28 17:00 | 5.4658 | 5.4658
2021-02-28 17:30 | 5.4122 | 5.4122
2021-02-28 18:00 | 5.5194 | 5.5194
2021-02-28 18:30 | 5.4658 | 5.4658
2021-02-28 19:00 | 5.4658 | 5.4658
2021-02-28 19:30 | 5.4122 | 5.4122
2021-02-28 20:00 | 5.1978 | 5.1978
2021-02-28 20:30 | 4.8227 | 4.8227
2021-02-28 21:00 | 4.662 | 4.662
2021-02-28 21:30 | 4.3405 | 4.3405
2021-02-28 22:00 | 4.0189 | 4.0189
2021-02-28 22:30 | 3.6974 | 3.6974
2021-02-28 23:00 | 3.5903 | 3.5903
2021-02-28 23:30 | 3.2687 | 3.2687
2021-03-01 | 3.108 | 3.108
2021-03-01 00:30 | 3.0008 | 3.0008
2021-03-01 01:00 | 2.8936 | 2.8936
2021-03-01 01:30 | 2.7865 | 2.7865
2021-03-01 02:00 | 2.8401 | 2.8401
2021-03-01 02:30 | 2.7865 | 2.7865
2021-03-01 03:00 | 2.7329 | 2.7329
2021-03-01 03:30 | 2.7329 | 2.7329
2021-03-01 04:00 | 2.6793 | 2.6793
2021-03-01 04:30 | 2.7329 | 2.7329
2021-03-01 05:00 | 2.7865 | 2.7865
2021-03-01 05:30 | 2.8936 | 2.8936
2021-03-01 06:00 | 2.8401 | 2.8401
2021-03-01 06:30 | 3.0008 | 3.0008
2021-03-01 07:00 | 3.0544 | 3.0544
2021-03-01 07:30 | 3.2152 | 3.2152
2021-03-01 08:00 | 3.3759 | 3.3759
2021-03-01 08:30 | 3.5367 | 3.5367
2021-03-01 09:00 | 3.5903 | 3.5903
2021-03-01 09:30 | 3.751 | 3.751
2021-03-01 10:00 | 4.0189 | 4.0189
2021-03-01 10:30 | 3.9654 | 3.9654
2021-03-01 11:00 | 4.3405 | 4.3405
2021-03-01 11:30 | 4.3405 | 4.3405
2021-03-01 12:00 | 4.4476 | 4.4476
2021-03-01 12:30 | 4.662 | 4.662
2021-03-01 13:00 | 4.7692 | 4.7692
2021-03-01 13:30 | 4.8227 | 4.8227
2021-03-01 14:00 | 4.9835 | 4.9835
2021-03-01 14:30 | 5.1443 | 5.1443
2021-03-01 15:00 | 5.305 | 5.305
2021-03-01 15:30 | 5.4122 | 5.4122
2021-03-01 16:00 | 5.6265 | 5.6265
2021-03-01 16:30 | 5.8409 | 5.8409
2021-03-01 17:00 | 5.948 | 5.948
2021-03-01 17:30 | 6.1088 | 6.1088
2021-03-01 18:00 | 6.0552 | 6.0552
2021-03-01 18:30 | 6.1088 | 6.1088
2021-03-01 19:00 | 5.948 | 5.948
2021-03-01 19:30 | 5.948 | 5.948
2021-03-01 20:00 | 5.7337 | 5.7337
2021-03-01 20:30 | 5.3586 | 5.3586
2021-03-01 21:00 | 4.8763 | 4.8763
2021-03-01 21:30 | 4.5012 | 4.5012
2021-03-01 22:00 | 4.1261 | 4.1261
2021-03-01 22:30 | 3.9118 | 3.9118
2021-03-01 23:00 | 3.5903 | 3.5903
2021-03-01 23:30 | 3.4831 | 3.4831
2021-03-02 | 3.3759 | 3.3759
2021-03-02 00:30 | 3.2152 | 3.2152
2021-03-02 01:00 | 3.2687 | 3.2687
2021-03-02 01:30 | 3.108 | 3.108
2021-03-02 02:00 | 3.0544 | 3.0544
2021-03-02 02:30 | 2.9472 | 2.9472
2021-03-02 03:00 | 2.8936 | 2.8936
2021-03-02 03:30 | 2.7329 | 2.7329
2021-03-02 04:00 | 2.7329 | 2.7329
2021-03-02 04:30 | 2.8401 | 2.8401
2021-03-02 05:00 | 2.7329 | 2.7329
2021-03-02 05:30 | 2.8936 | 2.8936
2021-03-02 06:00 | 3.0544 | 3.0544
2021-03-02 06:30 | 3.1616 | 3.1616
2021-03-02 07:00 | 3.0544 | 3.0544
2021-03-02 07:30 | 3.2687 | 3.2687
2021-03-02 08:00 | 3.3759 | 3.3759
2021-03-02 08:30 | 3.6438 | 3.6438
2021-03-02 09:00 | 3.8046 | 3.8046
2021-03-02 09:30 | 3.8582 | 3.8582
2021-03-02 10:00 | 4.0725 | 4.0725
2021-03-02 10:30 | 4.2333 | 4.2333
2021-03-02 11:00 | 4.5012 | 4.5012
2021-03-02 11:30 | 4.7692 | 4.7692
2021-03-02 12:00 | 4.8763 | 4.8763
2021-03-02 12:30 | 5.0907 | 5.0907
2021-03-02 13:00 | 5.0907 | 5.0907
2021-03-02 13:30 | 5.1978 | 5.1978
2021-03-02 14:00 | 5.305 | 5.305
2021-03-02 14:30 | 5.4122 | 5.4122
2021-03-02 15:00 | 5.6801 | 5.6801
2021-03-02 15:30 | 6.1088 | 6.1088
2021-03-02 16:00 | 6.0552 | 6.0552
2021-03-02 16:30 | 6.1088 | 6.1088
2021-03-02 17:00 | 6.1088 | 6.1088
2021-03-02 17:30 | 6.2696 | 6.2696
2021-03-02 18:00 | 6.3767 | 6.3767
2021-03-02 18:30 | 6.3693 | 6.3693
2021-03-02 19:00 | 6.1521 | 6.1521
2021-03-02 19:30 | 6.0026 | 6.0026
2021-03-02 20:00 | 5.9128 | 5.9128
2021-03-02 20:30 | 5.4422 | 5.4422
2021-03-02 21:00 | 4.9299 | 4.9299
2021-03-02 21:30 | 4.4476 | 4.4476
2021-03-02 22:00 | 4.1261 | 4.1261
2021-03-02 22:30 | 3.8046 | 3.8046
2021-03-02 23:00 | 3.6438 | 3.6438
2021-03-02 23:30 | 3.4831 | 3.4831
2021-03-03 | 3.3223 | 3.3223
2021-03-03 00:30 | 3.2687 | 3.2687
2021-03-03 01:00 | 3.108 | 3.108
2021-03-03 01:30 | 3.0544 | 3.0544
2021-03-03 02:00 | 3.0008 | 3.0008
2021-03-03 02:30 | 2.8936 | 2.8936
2021-03-03 03:00 | 2.8401 | 2.8401
2021-03-03 03:30 | 2.7329 | 2.7329
2021-03-03 04:00 | 2.7329 | 2.7329
2021-03-03 04:30 | 2.8936 | 2.8936
2021-03-03 05:00 | 2.9472 | 2.9472
2021-03-03 05:30 | 3.1616 | 3.1616
2021-03-03 06:00 | 3.2152 | 3.2152
2021-03-03 06:30 | 3.4831 | 3.4831
2021-03-03 07:00 | 3.3223 | 3.3223
2021-03-03 07:30 | 3.4831 | 3.4831
2021-03-03 08:00 | 3.6974 | 3.6974
2021-03-03 08:30 | 3.6438 | 3.6438
2021-03-03 09:00 | 3.9118 | 3.9118
2021-03-03 09:30 | 3.8582 | 3.8582
2021-03-03 10:00 | 4.1261 | 4.1261
2021-03-03 10:30 | 4.1797 | 4.1797
2021-03-03 11:00 | 4.2333 | 4.2333
2021-03-03 11:30 | 4.5548 | 4.5548
2021-03-03 12:00 | 4.6084 | 4.6084
2021-03-03 12:30 | 4.8763 | 4.8763
2021-03-03 13:00 | 4.9835 | 4.9835
2021-03-03 13:30 | 4.9835 | 4.9835
2021-03-03 14:00 | 5.1978 | 5.1978
2021-03-03 14:30 | 5.1978 | 5.1978
2021-03-03 15:00 | 5.305 | 5.305
2021-03-03 15:30 | 5.5729 | 5.5729
2021-03-03 16:00 | 5.7337 | 5.7337
2021-03-03 16:30 | 5.948 | 5.948
2021-03-03 17:00 | 6.0552 | 6.0552
2021-03-03 17:30 | 6.2696 | 6.2696
2021-03-03 18:00 | 6.1624 | 6.1624
2021-03-03 18:30 | 6.3767 | 6.3767
2021-03-03 19:00 | 6.216 | 6.216
2021-03-03 19:30 | 6.0016 | 6.0016
2021-03-03 20:00 | 5.6265 | 5.6265
2021-03-03 20:30 | 5.305 | 5.305
2021-03-03 21:00 | 4.662 | 4.662
2021-03-03 21:30 | 4.4476 | 4.4476
2021-03-03 22:00 | 3.9654 | 3.9654
2021-03-03 22:30 | 3.8046 | 3.8046
2021-03-03 23:00 | 3.4831 | 3.4831
2021-03-03 23:30 | 3.3223 | 3.3223
2021-03-04 | 3.1616 | 3.1616
2021-03-04 00:30 | 3.108 | 3.108
2021-03-04 01:00 | 3.1616 | 3.1616
2021-03-04 01:30 | 3.1279 | 3.1279
2021-03-04 02:00 | 3.2687 | 3.2687
2021-03-04 02:30 | 3.1616 | 3.1616
2021-03-04 03:00 | 3.2152 | 3.2152
2021-03-04 03:30 | 3.108 | 3.108
2021-03-04 04:00 | 3.2152 | 3.2152
2021-03-04 04:30 | 3.108 | 3.108
2021-03-04 05:00 | 3.2687 | 3.2687
2021-03-04 05:30 | 3.2152 | 3.2152
2021-03-04 06:00 | 3.4303 | 3.4303
2021-03-04 06:30 | 3.3223 | 3.3223
2021-03-04 07:00 | 3.4295 | 3.4295
2021-03-04 07:30 | 3.4831 | 3.4831
2021-03-04 08:00 | 3.751 | 3.751
2021-03-04 08:30 | 3.8046 | 3.8046
2021-03-04 09:00 | 3.6974 | 3.6974
2021-03-04 09:30 | 4.0189 | 4.0189
2021-03-04 10:00 | 3.9118 | 3.9118
2021-03-04 10:30 | 4.2333 | 4.2333
2021-03-04 11:00 | 4.1261 | 4.1261
2021-03-04 11:30 | 4.2869 | 4.2869
2021-03-04 12:00 | 4.2869 | 4.2869
2021-03-04 12:30 | 4.662 | 4.662
2021-03-04 13:00 | 4.662 | 4.662
2021-03-04 13:30 | 4.8227 | 4.8227
2021-03-04 14:00 | 5.0371 | 5.0371
2021-03-04 14:30 | 5.0371 | 5.0371
2021-03-04 15:00 | 5.1978 | 5.1978
2021-03-04 15:30 | 5.3586 | 5.3586
2021-03-04 16:00 | 5.5194 | 5.5194
2021-03-04 16:30 | 5.4122 | 5.4122
2021-03-04 17:00 | 5.6801 | 5.6801
2021-03-04 17:30 | 5.7337 | 5.7337
2021-03-04 18:00 | 5.8858 | 5.8858
2021-03-04 18:30 | 5.8044 | 5.8044
2021-03-04 19:00 | 5.7337 | 5.7337
2021-03-04 19:30 | 5.5729 | 5.5729
2021-03-04 20:00 | 5.3586 | 5.3586
2021-03-04 20:30 | 4.7692 | 4.7692
2021-03-04 21:00 | 4.329 | 4.329
2021-03-04 21:30 | 4.0725 | 4.0725
2021-03-04 22:00 | 3.8046 | 3.8046
2021-03-04 22:30 | 3.4831 | 3.4831
2021-03-04 23:00 | 3.108 | 3.108
2021-03-04 23:30 | 2.9472 | 2.9472
2021-03-05 | 2.7865 | 2.7865
2021-03-05 00:30 | 2.7329 | 2.7329
2021-03-05 01:00 | 2.5721 | 2.5721
2021-03-05 01:30 | 2.6257 | 2.6257
2021-03-05 02:00 | 2.465 | 2.465
2021-03-05 02:30 | 2.465 | 2.465
2021-03-05 03:00 | 2.3042 | 2.3042
2021-03-05 03:30 | 2.3042 | 2.3042
2021-03-05 04:00 | 2.3042 | 2.3042
2021-03-05 04:30 | 2.2506 | 2.2506
2021-03-05 05:00 | 2.3042 | 2.3042
2021-03-05 05:30 | 2.4114 | 2.4114
2021-03-05 06:00 | 2.4114 | 2.4114
2021-03-05 06:30 | 2.465 | 2.465
2021-03-05 07:00 | 2.6793 | 2.6793
2021-03-05 07:30 | 2.6793 | 2.6793
2021-03-05 08:00 | 2.8401 | 2.8401
2021-03-05 08:30 | 2.8936 | 2.8936
2021-03-05 09:00 | 2.8936 | 2.8936
2021-03-05 09:30 | 3.108 | 3.108
2021-03-05 10:00 | 3.108 | 3.108
2021-03-05 10:30 | 3.2152 | 3.2152
2021-03-05 11:00 | 3.3759 | 3.3759
2021-03-05 11:30 | 3.6974 | 3.6974
2021-03-05 12:00 | 3.8046 | 3.8046
2021-03-05 12:30 | 4.0189 | 4.0189
2021-03-05 13:00 | 4.2333 | 4.2333
2021-03-05 13:30 | 4.4476 | 4.4476
2021-03-05 14:00 | 4.5012 | 4.5012
2021-03-05 14:30 | 4.7692 | 4.7692
2021-03-05 15:00 | 4.8227 | 4.8227
2021-03-05 15:30 | 5.0907 | 5.0907
2021-03-05 16:00 | 5.1443 | 5.1443
2021-03-05 16:30 | 5.3586 | 5.3586
2021-03-05 17:00 | 5.5194 | 5.5194
2021-03-05 17:30 | 5.5194 | 5.5194
2021-03-05 18:00 | 5.5729 | 5.5729
2021-03-05 18:30 | 5.7337 | 5.7337
2021-03-05 19:00 | 5.4122 | 5.4122
2021-03-05 19:30 | 5.0371 | 5.0371
2021-03-05 20:00 | 4.8227 | 4.8227
2021-03-05 20:30 | 4.3941 | 4.3941
2021-03-05 21:00 | 3.9654 | 3.9654
2021-03-05 21:30 | 3.6974 | 3.6974
2021-03-05 22:00 | 3.4831 | 3.4831
2021-03-05 22:30 | 3.108 | 3.108
2021-03-05 23:00 | 2.9472 | 2.9472
2021-03-05 23:30 | 2.7865 | 2.7865
2021-03-06 | 2.7329 | 2.7329
2021-03-06 00:30 | 2.5185 | 2.5185
2021-03-06 01:00 | 2.465 | 2.465
2021-03-06 01:30 | 2.3042 | 2.3042
2021-03-06 02:00 | 2.2506 | 2.2506
2021-03-06 02:30 | 2.3042 | 2.3042
2021-03-06 03:00 | 2.197 | 2.197
2021-03-06 03:30 | 2.197 | 2.197
2021-03-06 04:00 | 2.1434 | 2.1434
2021-03-06 04:30 | 2.197 | 2.197
2021-03-06 05:00 | 2.1434 | 2.1434
2021-03-06 05:30 | 2.2506 | 2.2506
2021-03-06 06:00 | 2.197 | 2.197
2021-03-06 06:30 | 2.3042 | 2.3042
2021-03-06 07:00 | 2.197 | 2.197
2021-03-06 07:30 | 2.4114 | 2.4114
2021-03-06 08:00 | 2.4114 | 2.4114
2021-03-06 08:30 | 2.5185 | 2.5185
2021-03-06 09:00 | 2.6793 | 2.6793
2021-03-06 09:30 | 2.8401 | 2.8401
2021-03-06 10:00 | 3.1616 | 3.1616
2021-03-06 10:30 | 3.3223 | 3.3223
2021-03-06 11:00 | 3.6438 | 3.6438
2021-03-06 11:30 | 3.9118 | 3.9118
2021-03-06 12:00 | 4.0189 | 4.0189
2021-03-06 12:30 | 4.1797 | 4.1797
2021-03-06 13:00 | 4.3405 | 4.3405
2021-03-06 13:30 | 4.3941 | 4.3941
2021-03-06 14:00 | 4.5548 | 4.5548
2021-03-06 14:30 | 4.662 | 4.662
2021-03-06 15:00 | 4.9299 | 4.9299
2021-03-06 15:30 | 5.0371 | 5.0371
2021-03-06 16:00 | 5.1443 | 5.1443
2021-03-06 16:30 | 5.4658 | 5.4658
2021-03-06 17:00 | 5.4122 | 5.4122
2021-03-06 17:30 | 5.7337 | 5.7337
2021-03-06 18:00 | 5.7337 | 5.7337
2021-03-06 18:30 | 5.7337 | 5.7337
2021-03-06 19:00 | 5.6265 | 5.6265
2021-03-06 19:30 | 5.3586 | 5.3586
2021-03-06 20:00 | 4.8763 | 4.8763
2021-03-06 20:30 | 4.5548 | 4.5548
2021-03-06 21:00 | 4.3405 | 4.3405
2021-03-06 21:30 | 4.0189 | 4.0189
2021-03-06 22:00 | 3.6438 | 3.6438
2021-03-06 22:30 | 3.3759 | 3.3759
2021-03-06 23:00 | 3.2152 | 3.2152
2021-03-06 23:30 | 3.1616 | 3.1616
2021-03-07 | 2.9472 | 2.9472
2021-03-07 00:30 | 2.8936 | 2.8936
2021-03-07 01:00 | 2.7865 | 2.7865
2021-03-07 01:30 | 2.7329 | 2.7329
2021-03-07 02:00 | 2.5721 | 2.5721
2021-03-07 02:30 | 2.5721 | 2.5721
2021-03-07 03:00 | 2.5721 | 2.5721
2021-03-07 03:30 | 2.465 | 2.465
2021-03-07 04:00 | 2.3578 | 2.3578
2021-03-07 04:30 | 2.3578 | 2.3578
2021-03-07 05:00 | 2.465 | 2.465
2021-03-07 05:30 | 2.5721 | 2.5721
2021-03-07 06:00 | 2.5185 | 2.5185
2021-03-07 06:30 | 2.4114 | 2.4114
2021-03-07 07:00 | 2.5185 | 2.5185
2021-03-07 07:30 | 2.6257 | 2.6257
2021-03-07 08:00 | 2.7329 | 2.7329
2021-03-07 08:30 | 2.9472 | 2.9472
2021-03-07 09:00 | 3.0544 | 3.0544
2021-03-07 09:30 | 3.2687 | 3.2687
2021-03-07 10:00 | 3.4295 | 3.4295
2021-03-07 10:30 | 3.6974 | 3.6974
2021-03-07 11:00 | 3.8046 | 3.8046
2021-03-07 11:30 | 4.1261 | 4.1261
2021-03-07 12:00 | 4.3405 | 4.3405
2021-03-07 12:30 | 4.6084 | 4.6084
2021-03-07 13:00 | 4.662 | 4.662
2021-03-07 13:30 | 4.7692 | 4.7692
2021-03-07 14:00 | 4.9835 | 4.9835
2021-03-07 14:30 | 4.9835 | 4.9835
2021-03-07 15:00 | 5.1978 | 5.1978
2021-03-07 15:30 | 5.305 | 5.305
2021-03-07 16:00 | 5.3586 | 5.3586
2021-03-07 16:30 | 5.5729 | 5.5729
2021-03-07 17:00 | 5.6801 | 5.6801
2021-03-07 17:30 | 5.948 | 5.948
2021-03-07 18:00 | 6.0016 | 6.0016
2021-03-07 18:30 | 5.8409 | 5.8409
2021-03-07 19:00 | 5.7337 | 5.7337
2021-03-07 19:30 | 5.5194 | 5.5194
2021-03-07 20:00 | 5.4122 | 5.4122
2021-03-07 20:30 | 4.9299 | 4.9299
2021-03-07 21:00 | 4.7156 | 4.7156
2021-03-07 21:30 | 4.4476 | 4.4476
2021-03-07 22:00 | 4.2333 | 4.2333
2021-03-07 22:30 | 3.751 | 3.751
2021-03-07 23:00 | 3.751 | 3.751
2021-03-07 23:30 | 3.4831 | 3.4831
2021-03-08 | 3.4295 | 3.4295
2021-03-08 00:30 | 3.1616 | 3.1616
2021-03-08 01:00 | 3.1616 | 3.1616
2021-03-08 01:30 | 3.108 | 3.108
2021-03-08 02:00 | 3.0544 | 3.0544
2021-03-08 02:30 | 3.0008 | 3.0008
2021-03-08 03:00 | 2.8936 | 2.8936
2021-03-08 03:30 | 2.9472 | 2.9472
2021-03-08 04:00 | 2.8401 | 2.8401
2021-03-08 04:30 | 2.9472 | 2.9472
2021-03-08 05:00 | 3.0544 | 3.0544
2021-03-08 05:30 | 3.2687 | 3.2687
2021-03-08 06:00 | 3.3759 | 3.3759
2021-03-08 06:30 | 3.2152 | 3.2152
2021-03-08 07:00 | 3.4831 | 3.4831
2021-03-08 07:30 | 3.5367 | 3.5367
2021-03-08 08:00 | 3.6974 | 3.6974
2021-03-08 08:30 | 3.6974 | 3.6974
2021-03-08 09:00 | 3.8046 | 3.8046
2021-03-08 09:30 | 3.8046 | 3.8046
2021-03-08 10:00 | 3.9118 | 3.9118
2021-03-08 10:30 | 4.0189 | 4.0189
2021-03-08 11:00 | 4.1797 | 4.1797
2021-03-08 11:30 | 4.3405 | 4.3405
2021-03-08 12:00 | 4.3405 | 4.3405
2021-03-08 12:30 | 4.662 | 4.662
2021-03-08 13:00 | 4.6084 | 4.6084
2021-03-08 13:30 | 4.8763 | 4.8763
2021-03-08 14:00 | 4.9299 | 4.9299
2021-03-08 14:30 | 5.1978 | 5.1978
2021-03-08 15:00 | 5.2514 | 5.2514
2021-03-08 15:30 | 5.3586 | 5.3586
2021-03-08 16:00 | 5.4122 | 5.4122
2021-03-08 16:30 | 5.6801 | 5.6801
2021-03-08 17:00 | 5.948 | 5.948
2021-03-08 17:30 | 5.8409 | 5.8409
2021-03-08 18:00 | 5.8945 | 5.8945
2021-03-08 18:30 | 5.948 | 5.948
2021-03-08 19:00 | 5.8409 | 5.8409
2021-03-08 19:30 | 5.7873 | 5.7873
2021-03-08 20:00 | 5.305 | 5.305
2021-03-08 20:30 | 5.0907 | 5.0907
2021-03-08 21:00 | 4.662 | 4.662
2021-03-08 21:30 | 4.5012 | 4.5012
2021-03-08 22:00 | 4.0725 | 4.0725
2021-03-08 22:30 | 3.8046 | 3.8046
2021-03-08 23:00 | 3.6974 | 3.6974
2021-03-08 23:30 | 3.4831 | 3.4831
2021-03-09 | 3.4831 | 3.4831
2021-03-09 00:30 | 3.2152 | 3.2152
2021-03-09 01:00 | 3.2152 | 3.2152
2021-03-09 01:30 | 3.108 | 3.108
2021-03-09 02:00 | 3.1616 | 3.1616
2021-03-09 02:30 | 2.9472 | 2.9472
2021-03-09 03:00 | 2.9472 | 2.9472
2021-03-09 03:30 | 2.8936 | 2.8936
2021-03-09 04:00 | 2.7865 | 2.7865
2021-03-09 04:30 | 2.8936 | 2.8936
2021-03-09 05:00 | 2.8936 | 2.8936
2021-03-09 05:30 | 3.0544 | 3.0544
2021-03-09 06:00 | 3.108 | 3.108
2021-03-09 06:30 | 3.2152 | 3.2152
2021-03-09 07:00 | 3.2687 | 3.2687
2021-03-09 07:30 | 3.4295 | 3.4295
2021-03-09 08:00 | 3.6438 | 3.6438
2021-03-09 08:30 | 3.8582 | 3.8582
2021-03-09 09:00 | 3.8582 | 3.8582
2021-03-09 09:30 | 3.9654 | 3.9654
2021-03-09 10:00 | 4.1261 | 4.1261
2021-03-09 10:30 | 4.1797 | 4.1797
2021-03-09 11:00 | 4.6084 | 4.6084
2021-03-09 11:30 | 4.3405 | 4.3405
2021-03-09 12:00 | 4.5548 | 4.5548
2021-03-09 12:30 | 4.5012 | 4.5012
2021-03-09 13:00 | 4.7692 | 4.7692
2021-03-09 13:30 | 4.8763 | 4.8763
2021-03-09 14:00 | 4.7692 | 4.7692
2021-03-09 14:30 | 5.1443 | 5.1443
2021-03-09 15:00 | 5.2514 | 5.2514
2021-03-09 15:30 | 5.3586 | 5.3586
2021-03-09 16:00 | 5.4122 | 5.4122
2021-03-09 16:30 | 5.6801 | 5.6801
2021-03-09 17:00 | 5.5729 | 5.5729
2021-03-09 17:30 | 5.8409 | 5.8409
2021-03-09 18:00 | 5.7873 | 5.7873
2021-03-09 18:30 | 5.8945 | 5.8945
2021-03-09 19:00 | 5.6801 | 5.6801
2021-03-09 19:30 | 5.6801 | 5.6801
2021-03-09 20:00 | 5.4122 | 5.4122
2021-03-09 20:30 | 5.0371 | 5.0371
2021-03-09 21:00 | 4.662 | 4.662
2021-03-09 21:30 | 4.4724 | 4.4724
2021-03-09 22:00 | 3.9654 | 3.9654
2021-03-09 22:30 | 3.8046 | 3.8046
2021-03-09 23:00 | 3.5367 | 3.5367
2021-03-09 23:30 | 3.3759 | 3.3759
2021-03-10 | 3.3223 | 3.3223
2021-03-10 00:30 | 3.108 | 3.108
2021-03-10 01:00 | 3.0544 | 3.0544
2021-03-10 01:30 | 2.8401 | 2.8401
2021-03-10 02:00 | 2.8936 | 2.8936
2021-03-10 02:30 | 2.7329 | 2.7329
2021-03-10 03:00 | 2.7329 | 2.7329
2021-03-10 03:30 | 2.6257 | 2.6257
2021-03-10 04:00 | 2.6793 | 2.6793
2021-03-10 04:30 | 2.7329 | 2.7329
2021-03-10 05:00 | 2.7329 | 2.7329
2021-03-10 05:30 | 2.9472 | 2.9472
2021-03-10 06:00 | 2.9472 | 2.9472
2021-03-10 06:30 | 3.108 | 3.108
2021-03-10 07:00 | 3.108 | 3.108
2021-03-10 07:30 | 3.3759 | 3.3759
2021-03-10 08:00 | 3.5367 | 3.5367
2021-03-10 08:30 | 3.6974 | 3.6974
2021-03-10 09:00 | 3.6974 | 3.6974
2021-03-10 09:30 | 3.8046 | 3.8046
2021-03-10 10:00 | 3.9118 | 3.9118
2021-03-10 10:30 | 4.0725 | 4.0725
2021-03-10 11:00 | 4.2868 | 4.2868
2021-03-10 11:30 | 4.3941 | 4.3941
2021-03-10 12:00 | 4.662 | 4.662
2021-03-10 12:30 | 4.7156 | 4.7156
2021-03-10 13:00 | 4.662 | 4.662
2021-03-10 13:30 | 5.1978 | 5.1978
2021-03-10 14:00 | 4.9299 | 4.9299
2021-03-10 14:30 | 5.0907 | 5.0907
2021-03-10 15:00 | 5.305 | 5.305
2021-03-10 15:30 | 5.5729 | 5.5729
2021-03-10 16:00 | 5.948 | 5.948
2021-03-10 16:30 | 5.7337 | 5.7337
2021-03-10 17:00 | 5.1978 | 5.1978
2021-03-10 17:30 | 4.7692 | 4.7692
2021-03-10 18:00 | 4.9835 | 4.9835
2021-03-10 18:30 | 4.9299 | 4.9299
2021-03-10 19:00 | 4.662 | 4.662
2021-03-10 19:30 | 4.4476 | 4.4476
2021-03-10 20:00 | 4.2333 | 4.2333
2021-03-10 20:30 | 3.9118 | 3.9118
2021-03-10 21:00 | 3.5903 | 3.5903
2021-03-10 21:30 | 3.4831 | 3.4831
2021-03-10 22:00 | 3.1616 | 3.1616
2021-03-10 22:30 | 2.8936 | 2.8936
2021-03-10 23:00 | 2.7865 | 2.7865
2021-03-10 23:30 | 2.7865 | 2.7865
2021-03-11 | 2.5721 | 2.5721
2021-03-11 00:30 | 2.6257 | 2.6257
2021-03-11 01:00 | 2.5185 | 2.5185
2021-03-11 01:30 | 2.5721 | 2.5721
2021-03-11 02:00 | 2.5185 | 2.5185
2021-03-11 02:30 | 2.5185 | 2.5185
2021-03-11 03:00 | 2.4114 | 2.4114
2021-03-11 03:30 | 2.5185 | 2.5185
2021-03-11 04:00 | 2.465 | 2.465
2021-03-11 04:30 | 2.5185 | 2.5185
2021-03-11 05:00 | 2.5721 | 2.5721
2021-03-11 05:30 | 2.6257 | 2.6257
2021-03-11 06:00 | 2.8401 | 2.8401
2021-03-11 06:30 | 3.0008 | 3.0008
2021-03-11 07:00 | 3.0008 | 3.0008
2021-03-11 07:30 | 3.108 | 3.108
2021-03-11 08:00 | 3.108 | 3.108
2021-03-11 08:30 | 3.1616 | 3.1616
2021-03-11 09:00 | 3.1616 | 3.1616
2021-03-11 09:30 | 3.4831 | 3.4831
2021-03-11 10:00 | 3.4295 | 3.4295
2021-03-11 10:30 | 3.5903 | 3.5903
2021-03-11 11:00 | 3.751 | 3.751
2021-03-11 11:30 | 3.8046 | 3.8046
2021-03-11 12:00 | 4.3405 | 4.3405
2021-03-11 12:30 | 4.2333 | 4.2333
2021-03-11 13:00 | 4.6832 | 4.6832
2021-03-11 13:30 | 4.8227 | 4.8227
2021-03-11 14:00 | 4.662 | 4.662
2021-03-11 14:30 | 4.7692 | 4.7692
2021-03-11 15:00 | 4.8763 | 4.8763
2021-03-11 15:30 | 5.305 | 5.305
2021-03-11 16:00 | 5.305 | 5.305
2021-03-11 16:30 | 5.4122 | 5.4122
2021-03-11 17:00 | 4.8763 | 4.8763
2021-03-11 17:30 | 4.9299 | 4.9299
2021-03-11 18:00 | 4.8763 | 4.8763
2021-03-11 18:30 | 4.9835 | 4.9835
2021-03-11 19:00 | 4.9321 | 4.9321
2021-03-11 19:30 | 4.8763 | 4.8763
2021-03-11 20:00 | 4.7156 | 4.7156
2021-03-11 20:30 | 4.5548 | 4.5548
2021-03-11 21:00 | 4.1261 | 4.1261
2021-03-11 21:30 | 3.9118 | 3.9118
2021-03-11 22:00 | 3.5903 | 3.5903
2021-03-11 22:30 | 3.3759 | 3.3759
2021-03-11 23:00 | 3.1616 | 3.1616
2021-03-11 23:30 | 3.108 | 3.108
2021-03-12 | 3.0008 | 3.0008
2021-03-12 00:30 | 3.0008 | 3.0008
2021-03-12 01:00 | 2.8401 | 2.8401
2021-03-12 01:30 | 2.8401 | 2.8401
2021-03-12 02:00 | 2.7329 | 2.7329
2021-03-12 02:30 | 2.6793 | 2.6793
2021-03-12 03:00 | 2.6257 | 2.6257
2021-03-12 03:30 | 2.6257 | 2.6257
2021-03-12 04:00 | 2.6257 | 2.6257
2021-03-12 04:30 | 2.7329 | 2.7329
2021-03-12 05:00 | 2.7329 | 2.7329
2021-03-12 05:30 | 2.8401 | 2.8401
2021-03-12 06:00 | 2.9472 | 2.9472
2021-03-12 06:30 | 3.0008 | 3.0008
2021-03-12 07:00 | 3.108 | 3.108
2021-03-12 07:30 | 3.2152 | 3.2152
2021-03-12 08:00 | 3.3759 | 3.3759
2021-03-12 08:30 | 3.4831 | 3.4831
2021-03-12 09:00 | 3.6974 | 3.6974
2021-03-12 09:30 | 3.8582 | 3.8582
2021-03-12 10:00 | 4.0189 | 4.0189
2021-03-12 10:30 | 4.0189 | 4.0189
2021-03-12 11:00 | 4.2333 | 4.2333
2021-03-12 11:30 | 4.3405 | 4.3405
2021-03-12 12:00 | 4.4476 | 4.4476
2021-03-12 12:30 | 4.6084 | 4.6084
2021-03-12 13:00 | 4.9835 | 4.9835
2021-03-12 13:30 | 4.9406 | 4.9406
2021-03-12 14:00 | 5.305 | 5.305
2021-03-12 14:30 | 5.3586 | 5.3586
2021-03-12 15:00 | 5.5194 | 5.5194
2021-03-12 15:30 | 5.6801 | 5.6801
2021-03-12 16:00 | 5.6801 | 5.6801
2021-03-12 16:30 | 5.948 | 5.948
2021-03-12 17:00 | 5.948 | 5.948
2021-03-12 17:30 | 6.0552 | 6.0552
2021-03-12 18:00 | 6.0552 | 6.0552
2021-03-12 18:30 | 6.1624 | 6.1624
2021-03-12 19:00 | 5.8409 | 5.8409
2021-03-12 19:30 | 5.7337 | 5.7337
2021-03-12 20:00 | 5.6265 | 5.6265
2021-03-12 20:30 | 5.2514 | 5.2514
2021-03-12 21:00 | 4.8763 | 4.8763
2021-03-12 21:30 | 4.6084 | 4.6084
2021-03-12 22:00 | 4.3405 | 4.3405
2021-03-12 22:30 | 3.9654 | 3.9654
2021-03-12 23:00 | 3.9118 | 3.9118
2021-03-12 23:30 | 3.6974 | 3.6974
2021-03-13 | 3.5367 | 3.5367
2021-03-13 00:30 | 3.2687 | 3.2687
2021-03-13 01:00 | 3.2152 | 3.2152
2021-03-13 01:30 | 3.0544 | 3.0544
2021-03-13 02:00 | 3.0544 | 3.0544
2021-03-13 02:30 | 2.8936 | 2.8936
2021-03-13 03:00 | 2.9472 | 2.9472
2021-03-13 03:30 | 2.8936 | 2.8936
2021-03-13 04:00 | 2.8401 | 2.8401
2021-03-13 04:30 | 2.7865 | 2.7865
2021-03-13 05:00 | 2.7329 | 2.7329
2021-03-13 05:30 | 2.8936 | 2.8936
2021-03-13 06:00 | 2.7865 | 2.7865
2021-03-13 06:30 | 2.7329 | 2.7329
2021-03-13 07:00 | 2.7865 | 2.7865
2021-03-13 07:30 | 3.0544 | 3.0544
2021-03-13 08:00 | 3.1616 | 3.1616
2021-03-13 08:30 | 3.5367 | 3.5367
2021-03-13 09:00 | 3.6438 | 3.6438
2021-03-13 09:30 | 3.9118 | 3.9118
2021-03-13 10:00 | 4.0189 | 4.0189
2021-03-13 10:30 | 4.1797 | 4.1797
2021-03-13 11:00 | 4.4476 | 4.4476
2021-03-13 11:30 | 4.5548 | 4.5548
2021-03-13 12:00 | 4.7692 | 4.7692
2021-03-13 12:30 | 4.7692 | 4.7692
2021-03-13 13:00 | 5.0907 | 5.0907
2021-03-13 13:30 | 4.9835 | 4.9835
2021-03-13 14:00 | 5.1978 | 5.1978
2021-03-13 14:30 | 5.2514 | 5.2514
2021-03-13 15:00 | 5.3586 | 5.3586
2021-03-13 15:30 | 5.6265 | 5.6265
2021-03-13 16:00 | 5.6265 | 5.6265
2021-03-13 16:30 | 5.5194 | 5.5194
2021-03-13 17:00 | 6.0552 | 6.0552
2021-03-13 17:30 | 5.8945 | 5.8945
2021-03-13 18:00 | 6.1088 | 6.1088
2021-03-13 18:30 | 6.1624 | 6.1624
2021-03-13 19:00 | 5.8945 | 5.8945
2021-03-13 19:30 | 5.948 | 5.948
2021-03-13 20:00 | 5.5194 | 5.5194
2021-03-13 20:30 | 5.1978 | 5.1978
2021-03-13 21:00 | 4.7692 | 4.7692
2021-03-13 21:30 | 4.5548 | 4.5548
2021-03-13 22:00 | 4.2869 | 4.2869
2021-03-13 22:30 | 4.0189 | 4.0189
2021-03-13 23:00 | 3.9118 | 3.9118
2021-03-13 23:30 | 3.8046 | 3.8046
2021-03-14 | 3.5903 | 3.5903
2021-03-14 00:30 | 3.4831 | 3.4831
2021-03-14 01:00 | 3.3759 | 3.3759
2021-03-14 01:30 | 3.2152 | 3.2152
2021-03-14 02:00 | 3.1616 | 3.1616
2021-03-14 02:30 | 3.0544 | 3.0544
2021-03-14 03:00 | 3.108 | 3.108
2021-03-14 03:30 | 3.0544 | 3.0544
2021-03-14 04:00 | 3.0008 | 3.0008
2021-03-14 04:30 | 2.9472 | 2.9472
2021-03-14 05:00 | 3.0008 | 3.0008
2021-03-14 05:30 | 2.9472 | 2.9472
2021-03-14 06:00 | 2.8936 | 2.8936
2021-03-14 06:30 | 2.8401 | 2.8401
2021-03-14 07:00 | 2.9472 | 2.9472
2021-03-14 07:30 | 2.9472 | 2.9472
2021-03-14 08:00 | 3.1616 | 3.1616
2021-03-14 08:30 | 3.3209 | 3.3209
2021-03-14 09:00 | 3.2152 | 3.2152
2021-03-14 09:30 | 3.4295 | 3.4295
2021-03-14 10:00 | 3.5903 | 3.5903
2021-03-14 10:30 | 3.6438 | 3.6438
2021-03-14 11:00 | 3.8046 | 3.8046
2021-03-14 11:30 | 4.1261 | 4.1261
2021-03-14 12:00 | 4.2333 | 4.2333
2021-03-14 12:30 | 4.3405 | 4.3405
2021-03-14 13:00 | 4.5548 | 4.5548
2021-03-14 13:30 | 4.7692 | 4.7692
2021-03-14 14:00 | 4.7692 | 4.7692
2021-03-14 14:30 | 5.1978 | 5.1978
2021-03-14 15:00 | 4.8763 | 4.8763
2021-03-14 15:30 | 5.305 | 5.305
2021-03-14 16:00 | 5.305 | 5.305
2021-03-14 16:30 | 5.5194 | 5.5194
2021-03-14 17:00 | 5.4122 | 5.4122
2021-03-14 17:30 | 5.1972 | 5.1972
2021-03-14 18:00 | 4.9835 | 4.9835
2021-03-14 18:30 | 4.8763 | 4.8763
2021-03-14 19:00 | 4.7692 | 4.7692
2021-03-14 19:30 | 4.4476 | 4.4476
2021-03-14 20:00 | 4.3405 | 4.3405
2021-03-14 20:30 | 4.0725 | 4.0725
2021-03-14 21:00 | 3.9118 | 3.9118
2021-03-14 21:30 | 3.751 | 3.751
2021-03-14 22:00 | 3.4295 | 3.4295
2021-03-14 22:30 | 3.2687 | 3.2687
2021-03-14 23:00 | 3.1616 | 3.1616
2021-03-14 23:30 | 2.9472 | 2.9472
2021-03-15 | 3.0008 | 3.0008
2021-03-15 00:30 | 2.8401 | 2.8401
2021-03-15 01:00 | 2.8401 | 2.8401
2021-03-15 01:30 | 2.6793 | 2.6793
2021-03-15 02:00 | 2.6793 | 2.6793
2021-03-15 02:30 | 2.6257 | 2.6257
2021-03-15 03:00 | 2.6257 | 2.6257
2021-03-15 03:30 | 2.5185 | 2.5185
2021-03-15 04:00 | 2.6257 | 2.6257
2021-03-15 04:30 | 2.5721 | 2.5721
2021-03-15 05:00 | 2.6793 | 2.6793
2021-03-15 05:30 | 2.7329 | 2.7329
2021-03-15 06:00 | 2.9472 | 2.9472
2021-03-15 06:30 | 3.0544 | 3.0544
2021-03-15 07:00 | 3.108 | 3.108
2021-03-15 07:30 | 3.1616 | 3.1616
2021-03-15 08:00 | 3.1616 | 3.1616
2021-03-15 08:30 | 3.0544 | 3.0544
2021-03-15 09:00 | 2.9472 | 2.9472
2021-03-15 09:30 | 3.108 | 3.108
2021-03-15 10:00 | 3.108 | 3.108
2021-03-15 10:30 | 3.0544 | 3.0544
2021-03-15 11:00 | 3.108 | 3.108
2021-03-15 11:30 | 3.2152 | 3.2152
2021-03-15 12:00 | 3.3759 | 3.3759
2021-03-15 12:30 | 3.5903 | 3.5903
2021-03-15 13:00 | 3.8046 | 3.8046
2021-03-15 13:30 | 4.1261 | 4.1261
2021-03-15 14:00 | 4.4534 | 4.4534
2021-03-15 14:30 | 4.1261 | 4.1261
2021-03-15 15:00 | 4.3941 | 4.3941
2021-03-15 15:30 | 4.662 | 4.662
2021-03-15 16:00 | 4.9835 | 4.9835
2021-03-15 16:30 | 4.9835 | 4.9835
2021-03-15 17:00 | 5.0907 | 5.0907
2021-03-15 17:30 | 5.0371 | 5.0371
2021-03-15 18:00 | 5.0371 | 5.0371
2021-03-15 18:30 | 5.0907 | 5.0907
2021-03-15 19:00 | 5.0907 | 5.0907
2021-03-15 19:30 | 5.0907 | 5.0907
2021-03-15 20:00 | 4.8227 | 4.8227
2021-03-15 20:30 | 4.5012 | 4.5012
2021-03-15 21:00 | 4.1261 | 4.1261
2021-03-15 21:30 | 3.8046 | 3.8046
2021-03-15 22:00 | 3.4831 | 3.4831
2021-03-15 22:30 | 3.3223 | 3.3223
2021-03-15 23:00 | 3.0544 | 3.0544
2021-03-15 23:30 | 3.0544 | 3.0544
2021-03-16 | 2.7865 | 2.7865
2021-03-16 00:30 | 2.7329 | 2.7329
2021-03-16 01:00 | 2.6793 | 2.6793
2021-03-16 01:30 | 2.6793 | 2.6793
2021-03-16 02:00 | 2.5721 | 2.5721
2021-03-16 02:30 | 2.5185 | 2.5185
2021-03-16 03:00 | 2.465 | 2.465
2021-03-16 03:30 | 2.5185 | 2.5185
2021-03-16 04:00 | 2.4114 | 2.4114
2021-03-16 04:30 | 2.5721 | 2.5721
2021-03-16 05:00 | 2.4114 | 2.4114
2021-03-16 05:30 | 2.6793 | 2.6793
2021-03-16 06:00 | 2.8401 | 2.8401
2021-03-16 06:30 | 2.8401 | 2.8401
2021-03-16 07:00 | 3.0008 | 3.0008
2021-03-16 07:30 | 3.0544 | 3.0544
2021-03-16 08:00 | 3.108 | 3.108
2021-03-16 08:30 | 3.2687 | 3.2687
2021-03-16 09:00 | 3.1616 | 3.1616
2021-03-16 09:30 | 3.2152 | 3.2152
2021-03-16 10:00 | 3.2152 | 3.2152
2021-03-16 10:30 | 3.2152 | 3.2152
2021-03-16 11:00 | 3.2687 | 3.2687
2021-03-16 11:30 | 3.2687 | 3.2687
2021-03-16 12:00 | 3.3223 | 3.3223
2021-03-16 12:30 | 3.6974 | 3.6974
2021-03-16 13:00 | 3.4831 | 3.4831
2021-03-16 13:30 | 3.837 | 3.837
2021-03-16 14:00 | 3.5446 | 3.5446
2021-03-16 14:30 | 3.6974 | 3.6974
2021-03-16 15:00 | 3.8582 | 3.8582
2021-03-16 15:30 | 4.2333 | 4.2333
2021-03-16 16:00 | 4.3405 | 4.3405
2021-03-16 16:30 | 4.5548 | 4.5548
2021-03-16 17:00 | 4.662 | 4.662
2021-03-16 17:30 | 4.7692 | 4.7692
2021-03-16 18:00 | 4.9299 | 4.9299
2021-03-16 18:30 | 4.9835 | 4.9835
2021-03-16 19:00 | 4.9835 | 4.9835
2021-03-16 19:30 | 4.9835 | 4.9835
2021-03-16 20:00 | 4.8763 | 4.8763
2021-03-16 20:30 | 4.5012 | 4.5012
2021-03-16 21:00 | 4.2333 | 4.2333
2021-03-16 21:30 | 4.0189 | 4.0189
2021-03-16 22:00 | 3.7149 | 3.7149
2021-03-16 22:30 | 3.4831 | 3.4831
2021-03-16 23:00 | 3.2687 | 3.2687
2021-03-16 23:30 | 3.108 | 3.108
2021-03-17 | 2.9472 | 2.9472
2021-03-17 00:30 | 3.0544 | 3.0544
2021-03-17 01:00 | 2.8401 | 2.8401
2021-03-17 01:30 | 2.7865 | 2.7865
2021-03-17 02:00 | 2.6793 | 2.6793
2021-03-17 02:30 | 2.7329 | 2.7329
2021-03-17 03:00 | 2.5721 | 2.5721
2021-03-17 03:30 | 2.6257 | 2.6257
2021-03-17 04:00 | 2.6257 | 2.6257
2021-03-17 04:30 | 2.7329 | 2.7329
2021-03-17 05:00 | 2.6257 | 2.6257
2021-03-17 05:30 | 2.8401 | 2.8401
2021-03-17 06:00 | 3.0008 | 3.0008
2021-03-17 06:30 | 3.0008 | 3.0008
2021-03-17 07:00 | 3.0008 | 3.0008
2021-03-17 07:30 | 3.2152 | 3.2152
2021-03-17 08:00 | 3.2152 | 3.2152
2021-03-17 08:30 | 3.2687 | 3.2687
2021-03-17 09:00 | 3.3759 | 3.3759
2021-03-17 09:30 | 3.1616 | 3.1616
2021-03-17 10:00 | 3.2152 | 3.2152
2021-03-17 10:30 | 3.3759 | 3.3759
2021-03-17 11:00 | 3.6438 | 3.6438
2021-03-17 11:30 | 3.751 | 3.751
2021-03-17 12:00 | 3.9118 | 3.9118
2021-03-17 12:30 | 4.4476 | 4.4476
2021-03-17 13:00 | 4.3941 | 4.3941
2021-03-17 13:30 | 4.7692 | 4.7692
2021-03-17 14:00 | 4.5548 | 4.5548
2021-03-17 14:30 | 4.7692 | 4.7692
2021-03-17 15:00 | 4.7692 | 4.7692
2021-03-17 15:30 | 5.1978 | 5.1978
2021-03-17 16:00 | 4.8763 | 4.8763
2021-03-17 16:30 | 5.1443 | 5.1443
2021-03-17 17:00 | 5.2514 | 5.2514
2021-03-17 17:30 | 5.305 | 5.305
2021-03-17 18:00 | 5.305 | 5.305
2021-03-17 18:30 | 5.4658 | 5.4658
2021-03-17 19:00 | 5.305 | 5.305
2021-03-17 19:30 | 5.3586 | 5.3586
2021-03-17 20:00 | 4.9835 | 4.9835
2021-03-17 20:30 | 4.8227 | 4.8227
2021-03-17 21:00 | 4.3405 | 4.3405
2021-03-17 21:30 | 4.2333 | 4.2333
2021-03-17 22:00 | 3.8046 | 3.8046
2021-03-17 22:30 | 3.5903 | 3.5903
2021-03-17 23:00 | 3.3223 | 3.3223
2021-03-17 23:30 | 3.0544 | 3.0544
2021-03-18 | 2.9472 | 2.9472
2021-03-18 00:30 | 2.9472 | 2.9472
2021-03-18 01:00 | 2.8936 | 2.8936
2021-03-18 01:30 | 2.6793 | 2.6793
2021-03-18 02:00 | 2.6793 | 2.6793
2021-03-18 02:30 | 2.6793 | 2.6793
2021-03-18 03:00 | 2.7329 | 2.7329
2021-03-18 03:30 | 2.5721 | 2.5721
2021-03-18 04:00 | 2.6257 | 2.6257
2021-03-18 04:30 | 2.5721 | 2.5721
2021-03-18 05:00 | 2.6793 | 2.6793
2021-03-18 05:30 | 2.7329 | 2.7329
2021-03-18 06:00 | 2.9472 | 2.9472
2021-03-18 06:30 | 3.0544 | 3.0544
2021-03-18 07:00 | 2.9472 | 2.9472
2021-03-18 07:30 | 2.9472 | 2.9472
2021-03-18 08:00 | 3.1616 | 3.1616
2021-03-18 08:30 | 3.4831 | 3.4831
2021-03-18 09:00 | 3.4831 | 3.4831
2021-03-18 09:30 | 3.4831 | 3.4831
2021-03-18 10:00 | 3.5903 | 3.5903
2021-03-18 10:30 | 3.5903 | 3.5903
2021-03-18 11:00 | 3.751 | 3.751
2021-03-18 11:30 | 3.9654 | 3.9654
2021-03-18 12:00 | 4.2333 | 4.2333
2021-03-18 12:30 | 4.2333 | 4.2333
2021-03-18 13:00 | 4.2333 | 4.2333
2021-03-18 13:30 | 4.8763 | 4.8763
2021-03-18 14:00 | 4.7156 | 4.7156
2021-03-18 14:30 | 4.9835 | 4.9835
2021-03-18 15:00 | 4.5548 | 4.5548
2021-03-18 15:30 | 4.9299 | 4.9299
2021-03-18 16:00 | 4.9299 | 4.9299
2021-03-18 16:30 | 5.305 | 5.305
2021-03-18 17:00 | 5.0907 | 5.0907
2021-03-18 17:30 | 5.305 | 5.305
2021-03-18 18:00 | 5.305 | 5.305
2021-03-18 18:30 | 5.3586 | 5.3586
2021-03-18 19:00 | 5.4658 | 5.4658
2021-03-18 19:30 | 5.4122 | 5.4122
2021-03-18 20:00 | 5.0907 | 5.0907
2021-03-18 20:30 | 4.662 | 4.662
2021-03-18 21:00 | 4.3941 | 4.3941
2021-03-18 21:30 | 4.0189 | 4.0189
2021-03-18 22:00 | 3.8046 | 3.8046
2021-03-18 22:30 | 3.5367 | 3.5367
2021-03-18 23:00 | 3.3053 | 3.3053
2021-03-18 23:30 | 3.1616 | 3.1616
2021-03-19 | 3.108 | 3.108
2021-03-19 00:30 | 2.9472 | 2.9472
2021-03-19 01:00 | 2.9472 | 2.9472
2021-03-19 01:30 | 2.8401 | 2.8401
2021-03-19 02:00 | 2.6793 | 2.6793
2021-03-19 02:30 | 2.5721 | 2.5721
2021-03-19 03:00 | 2.465 | 2.465
2021-03-19 03:30 | 2.5185 | 2.5185
2021-03-19 04:00 | 2.4114 | 2.4114
2021-03-19 04:30 | 2.5185 | 2.5185
2021-03-19 05:00 | 2.465 | 2.465
2021-03-19 05:30 | 2.6793 | 2.6793
2021-03-19 06:00 | 2.7329 | 2.7329
2021-03-19 06:30 | 2.7865 | 2.7865
2021-03-19 07:00 | 2.8401 | 2.8401
2021-03-19 07:30 | 3.0544 | 3.0544
2021-03-19 08:00 | 3.0544 | 3.0544
2021-03-19 08:30 | 3.0544 | 3.0544
2021-03-19 09:00 | 3.2687 | 3.2687
2021-03-19 09:30 | 3.2152 | 3.2152
2021-03-19 10:00 | 3.4295 | 3.4295
2021-03-19 10:30 | 3.4831 | 3.4831
2021-03-19 11:00 | 3.6438 | 3.6438
2021-03-19 11:30 | 3.8046 | 3.8046
2021-03-19 12:00 | 4.0725 | 4.0725
2021-03-19 12:30 | 4.1797 | 4.1797
2021-03-19 13:00 | 4.7156 | 4.7156
2021-03-19 13:30 | 5.0907 | 5.0907
2021-03-19 14:00 | 4.7156 | 4.7156
2021-03-19 14:30 | 4.9299 | 4.9299
2021-03-19 15:00 | 5.0907 | 5.0907
2021-03-19 15:30 | 5.3586 | 5.3586
2021-03-19 16:00 | 5.1978 | 5.1978
2021-03-19 16:30 | 5.4122 | 5.4122
2021-03-19 17:00 | 5.6265 | 5.6265
2021-03-19 17:30 | 5.6801 | 5.6801
2021-03-19 18:00 | 5.4122 | 5.4122
2021-03-19 18:30 | 5.4122 | 5.4122
2021-03-19 19:00 | 5.5194 | 5.5194
2021-03-19 19:30 | 5.305 | 5.305
2021-03-19 20:00 | 5.1443 | 5.1443
2021-03-19 20:30 | 4.7692 | 4.7692
2021-03-19 21:00 | 4.4476 | 4.4476
2021-03-19 21:30 | 4.2333 | 4.2333
2021-03-19 22:00 | 4.0189 | 4.0189
2021-03-19 22:30 | 3.8046 | 3.8046
2021-03-19 23:00 | 3.6438 | 3.6438
2021-03-19 23:30 | 3.5903 | 3.5903
2021-03-20 | 3.3759 | 3.3759
2021-03-20 00:30 | 3.3223 | 3.3223
2021-03-20 01:00 | 3.108 | 3.108
2021-03-20 01:30 | 3.0544 | 3.0544
2021-03-20 02:00 | 2.9472 | 2.9472
2021-03-20 02:30 | 2.9472 | 2.9472
2021-03-20 03:00 | 2.8401 | 2.8401
2021-03-20 03:30 | 2.8401 | 2.8401
2021-03-20 04:00 | 2.7865 | 2.7865
2021-03-20 04:30 | 2.9472 | 2.9472
2021-03-20 05:00 | 2.8936 | 2.8936
2021-03-20 05:30 | 2.9472 | 2.9472
2021-03-20 06:00 | 2.8936 | 2.8936
2021-03-20 06:30 | 2.8401 | 2.8401
2021-03-20 07:00 | 2.8401 | 2.8401
2021-03-20 07:30 | 2.8936 | 2.8936
2021-03-20 08:00 | 3.4295 | 3.4295
2021-03-20 08:30 | 3.4831 | 3.4831
2021-03-20 09:00 | 3.5903 | 3.5903
2021-03-20 09:30 | 3.4831 | 3.4831
2021-03-20 10:00 | 3.6974 | 3.6974
2021-03-20 10:30 | 3.8582 | 3.8582
2021-03-20 11:00 | 4.1261 | 4.1261
2021-03-20 11:30 | 4.5548 | 4.5548
2021-03-20 12:00 | 4.4476 | 4.4476
2021-03-20 12:30 | 4.4476 | 4.4476
2021-03-20 13:00 | 4.7156 | 4.7156
2021-03-20 13:30 | 5.0907 | 5.0907
2021-03-20 14:00 | 4.5548 | 4.5548
2021-03-20 14:30 | 3.9118 | 3.9118
2021-03-20 15:00 | 4.662 | 4.662
2021-03-20 15:30 | 4.5012 | 4.5012
2021-03-20 16:00 | 4.1261 | 4.1261
2021-03-20 16:30 | 3.8582 | 3.8582
2021-03-20 17:00 | 3.6974 | 3.6974
2021-03-20 17:30 | 3.5903 | 3.5903
2021-03-20 18:00 | 3.5367 | 3.5367
2021-03-20 18:30 | 3.5367 | 3.5367
2021-03-20 19:00 | 3.751 | 3.751
2021-03-20 19:30 | 3.6974 | 3.6974
2021-03-20 20:00 | 3.5367 | 3.5367
2021-03-20 20:30 | 3.3759 | 3.3759
2021-03-20 21:00 | 3.3223 | 3.3223
2021-03-20 21:30 | 3.1616 | 3.1616
2021-03-20 22:00 | 3.0544 | 3.0544
2021-03-20 22:30 | 2.8936 | 2.8936
2021-03-20 23:00 | 2.8401 | 2.8401
2021-03-20 23:30 | 2.7329 | 2.7329
2021-03-21 | 2.7329 | 2.7329
2021-03-21 00:30 | 2.6793 | 2.6793
2021-03-21 01:00 | 2.7329 | 2.7329
2021-03-21 01:30 | 2.6257 | 2.6257
2021-03-21 02:00 | 2.5721 | 2.5721
2021-03-21 02:30 | 2.465 | 2.465
2021-03-21 03:00 | 2.4114 | 2.4114
2021-03-21 03:30 | 2.4114 | 2.4114
2021-03-21 04:00 | 2.4114 | 2.4114
2021-03-21 04:30 | 2.4114 | 2.4114
2021-03-21 05:00 | 2.5185 | 2.5185
2021-03-21 05:30 | 2.465 | 2.465
2021-03-21 06:00 | 2.465 | 2.465
2021-03-21 06:30 | 2.5721 | 2.5721
2021-03-21 07:00 | 2.5185 | 2.5185
2021-03-21 07:30 | 2.5721 | 2.5721
2021-03-21 08:00 | 2.6257 | 2.6257
2021-03-21 08:30 | 2.6257 | 2.6257
2021-03-21 09:00 | 2.8936 | 2.8936
2021-03-21 09:30 | 2.8936 | 2.8936
2021-03-21 10:00 | 2.9472 | 2.9472
2021-03-21 10:30 | 3.2687 | 3.2687
2021-03-21 11:00 | 3.3759 | 3.3759
2021-03-21 11:30 | 3.5367 | 3.5367
2021-03-21 12:00 | 3.9654 | 3.9654
2021-03-21 12:30 | 4.0725 | 4.0725
2021-03-21 13:00 | 4.3941 | 4.3941
2021-03-21 13:30 | 4.3405 | 4.3405
2021-03-21 14:00 | 4.8227 | 4.8227
2021-03-21 14:30 | 3.8046 | 3.8046
2021-03-21 15:00 | 4.2333 | 4.2333
2021-03-21 15:30 | 4.4476 | 4.4476
2021-03-21 16:00 | 4.5548 | 4.5548
2021-03-21 16:30 | 4.5012 | 4.5012
2021-03-21 17:00 | 4.7692 | 4.7692
2021-03-21 17:30 | 4.9299 | 4.9299
2021-03-21 18:00 | 4.8763 | 4.8763
2021-03-21 18:30 | 4.9835 | 4.9835
2021-03-21 19:00 | 4.8227 | 4.8227
2021-03-21 19:30 | 4.662 | 4.662
2021-03-21 20:00 | 4.4476 | 4.4476
2021-03-21 20:30 | 4.2333 | 4.2333
2021-03-21 21:00 | 3.9118 | 3.9118
2021-03-21 21:30 | 3.9118 | 3.9118
2021-03-21 22:00 | 3.5903 | 3.5903
2021-03-21 22:30 | 3.3759 | 3.3759
2021-03-21 23:00 | 3.108 | 3.108
2021-03-21 23:30 | 3.108 | 3.108
2021-03-22 | 2.8401 | 2.8401
2021-03-22 00:30 | 2.8936 | 2.8936
2021-03-22 01:00 | 2.7865 | 2.7865
2021-03-22 01:30 | 2.7329 | 2.7329
2021-03-22 02:00 | 2.7865 | 2.7865
2021-03-22 02:30 | 2.7329 | 2.7329
2021-03-22 03:00 | 2.6793 | 2.6793
2021-03-22 03:30 | 2.7329 | 2.7329
2021-03-22 04:00 | 2.7329 | 2.7329
2021-03-22 04:30 | 2.7865 | 2.7865
2021-03-22 05:00 | 2.8936 | 2.8936
2021-03-22 05:30 | 2.9472 | 2.9472
2021-03-22 06:00 | 3.0544 | 3.0544
2021-03-22 06:30 | 3.0008 | 3.0008
2021-03-22 07:00 | 3.1616 | 3.1616
2021-03-22 07:30 | 3.2152 | 3.2152
2021-03-22 08:00 | 3.4831 | 3.4831
2021-03-22 08:30 | 3.4831 | 3.4831
2021-03-22 09:00 | 3.5903 | 3.5903
2021-03-22 09:30 | 3.6438 | 3.6438
2021-03-22 10:00 | 3.8046 | 3.8046
2021-03-22 10:30 | 3.9654 | 3.9654
2021-03-22 11:00 | 3.9654 | 3.9654
2021-03-22 11:30 | 4.2333 | 4.2333
2021-03-22 12:00 | 4.3941 | 4.3941
2021-03-22 12:30 | 4.7692 | 4.7692
2021-03-22 13:00 | 4.7692 | 4.7692
2021-03-22 13:30 | 4.9835 | 4.9835
2021-03-22 14:00 | 4.8763 | 4.8763
2021-03-22 14:30 | 5.1978 | 5.1978
2021-03-22 15:00 | 4.7385 | 4.7385
2021-03-22 15:30 | 5.2387 | 5.2387
2021-03-22 16:00 | 5.2839 | 5.2839
2021-03-22 16:30 | 5.305 | 5.305
2021-03-22 17:00 | 5.4122 | 5.4122
2021-03-22 17:30 | 5.5194 | 5.5194
2021-03-22 18:00 | 5.6265 | 5.6265
2021-03-22 18:30 | 5.6265 | 5.6265
2021-03-22 19:00 | 5.627 | 5.627
2021-03-22 19:30 | 5.305 | 5.305
2021-03-22 20:00 | 5.0907 | 5.0907
2021-03-22 20:30 | 4.8227 | 4.8227
2021-03-22 21:00 | 4.3941 | 4.3941
2021-03-22 21:30 | 4.2333 | 4.2333
2021-03-22 22:00 | 3.8582 | 3.8582
2021-03-22 22:30 | 3.6438 | 3.6438
2021-03-22 23:00 | 3.3759 | 3.3759
2021-03-22 23:30 | 3.2687 | 3.2687
2021-03-23 | 3.3223 | 3.3223
2021-03-23 00:30 | 3.108 | 3.108
2021-03-23 01:00 | 3.108 | 3.108
2021-03-23 01:30 | 2.9472 | 2.9472
2021-03-23 02:00 | 2.9472 | 2.9472
2021-03-23 02:30 | 2.8401 | 2.8401
2021-03-23 03:00 | 2.9472 | 2.9472
2021-03-23 03:30 | 2.8401 | 2.8401
2021-03-23 04:00 | 2.8936 | 2.8936
2021-03-23 04:30 | 2.8936 | 2.8936
2021-03-23 05:00 | 3.0008 | 3.0008
2021-03-23 05:30 | 3.0544 | 3.0544
2021-03-23 06:00 | 3.3223 | 3.3223
2021-03-23 06:30 | 3.3223 | 3.3223
2021-03-23 07:00 | 3.4295 | 3.4295
2021-03-23 07:30 | 3.5903 | 3.5903
2021-03-23 08:00 | 3.8046 | 3.8046
2021-03-23 08:30 | 3.8582 | 3.8582
2021-03-23 09:00 | 4.0189 | 4.0189
2021-03-23 09:30 | 3.9118 | 3.9118
2021-03-23 10:00 | 4.1261 | 4.1261
2021-03-23 10:30 | 3.9118 | 3.9118
2021-03-23 11:00 | 4.3405 | 4.3405
2021-03-23 11:30 | 3.9654 | 3.9654
2021-03-23 12:00 | 4.8763 | 4.8763
2021-03-23 12:30 | 3.6974 | 3.6974
2021-03-23 13:00 | 4.1261 | 4.1261
2021-03-23 13:30 | 4.7156 | 4.7156
2021-03-23 14:00 | 4.5548 | 4.5548
2021-03-23 14:30 | 4.3405 | 4.3405
2021-03-23 15:00 | 4.9299 | 4.9299
2021-03-23 15:30 | 4.7692 | 4.7692
2021-03-23 16:00 | 4.662 | 4.662
2021-03-23 16:30 | 4.4476 | 4.4476
2021-03-23 17:00 | 4.3941 | 4.3941
2021-03-23 17:30 | 4.4476 | 4.4476
2021-03-23 18:00 | 4.3941 | 4.3941
2021-03-23 18:30 | 4.5548 | 4.5548
2021-03-23 19:00 | 4.6084 | 4.6084
2021-03-23 19:30 | 4.5548 | 4.5548
2021-03-23 20:00 | 4.2869 | 4.2869
2021-03-23 20:30 | 4.0725 | 4.0725
2021-03-23 21:00 | 3.8046 | 3.8046
2021-03-23 21:30 | 3.6974 | 3.6974
2021-03-23 22:00 | 3.4831 | 3.4831
2021-03-23 22:30 | 3.3223 | 3.3223
2021-03-23 23:00 | 3.1616 | 3.1616
2021-03-23 23:30 | 2.8936 | 2.8936
2021-03-24 | 2.8401 | 2.8401
2021-03-24 00:30 | 2.7865 | 2.7865
2021-03-24 01:00 | 2.8401 | 2.8401
2021-03-24 01:30 | 2.6257 | 2.6257
2021-03-24 02:00 | 2.6793 | 2.6793
2021-03-24 02:30 | 2.5721 | 2.5721
2021-03-24 03:00 | 2.6257 | 2.6257
2021-03-24 03:30 | 2.6257 | 2.6257
2021-03-24 04:00 | 2.6257 | 2.6257
2021-03-24 04:30 | 2.6793 | 2.6793
2021-03-24 05:00 | 2.8401 | 2.8401
2021-03-24 05:30 | 2.7865 | 2.7865
2021-03-24 06:00 | 3.0544 | 3.0544
2021-03-24 06:30 | 3.0008 | 3.0008
2021-03-24 07:00 | 3.108 | 3.108
2021-03-24 07:30 | 1.8219 | 1.8219
2021-03-24 08:00 | 0 | 0
2021-03-24 08:30 | 0 | 0
2021-03-24 09:00 | 0 | 0
2021-03-24 09:30 | 3.4831 | 3.4831
2021-03-24 10:00 | 3.2687 | 3.2687
2021-03-24 10:30 | 3.1616 | 3.1616
2021-03-24 11:00 | 3.108 | 3.108
2021-03-24 11:30 | 3.0544 | 3.0544
2021-03-24 12:00 | 3.108 | 3.108
2021-03-24 12:30 | 3.1616 | 3.1616
2021-03-24 13:00 | 3.0008 | 3.0008
2021-03-24 13:30 | 2.9472 | 2.9472
2021-03-24 14:00 | 3.1616 | 3.1616
2021-03-24 14:30 | 3.3759 | 3.3759
2021-03-24 15:00 | 3.6974 | 3.6974
2021-03-24 15:30 | 4.1261 | 4.1261
2021-03-24 16:00 | 4.3405 | 4.3405
2021-03-24 16:30 | 4.5012 | 4.5012
2021-03-24 17:00 | 4.3941 | 4.3941
2021-03-24 17:30 | 4.5548 | 4.5548
2021-03-24 18:00 | 4.7156 | 4.7156
2021-03-24 18:30 | 4.7156 | 4.7156
2021-03-24 19:00 | 4.7692 | 4.7692
2021-03-24 19:30 | 4.7156 | 4.7156
2021-03-24 20:00 | 4.5012 | 4.5012
2021-03-24 20:30 | 4.2333 | 4.2333
2021-03-24 21:00 | 3.9654 | 3.9654
2021-03-24 21:30 | 3.8582 | 3.8582
2021-03-24 22:00 | 3.5367 | 3.5367
2021-03-24 22:30 | 3.2687 | 3.2687
2021-03-24 23:00 | 3.108 | 3.108
2021-03-24 23:30 | 3.0008 | 3.0008
2021-03-25 | 2.8936 | 2.8936
2021-03-25 00:30 | 2.8401 | 2.8401
2021-03-25 01:00 | 2.8401 | 2.8401
2021-03-25 01:30 | 2.8401 | 2.8401
2021-03-25 02:00 | 2.7329 | 2.7329
2021-03-25 02:30 | 2.7329 | 2.7329
2021-03-25 03:00 | 2.6257 | 2.6257
2021-03-25 03:30 | 2.7329 | 2.7329
2021-03-25 04:00 | 2.6257 | 2.6257
2021-03-25 04:30 | 2.8401 | 2.8401
2021-03-25 05:00 | 2.8401 | 2.8401
2021-03-25 05:30 | 2.8401 | 2.8401
2021-03-25 06:00 | 3.0008 | 3.0008
2021-03-25 06:30 | 3.1616 | 3.1616
2021-03-25 07:00 | 3.2152 | 3.2152
2021-03-25 07:30 | 3.2687 | 3.2687
2021-03-25 08:00 | 3.2687 | 3.2687
2021-03-25 08:30 | 3.3223 | 3.3223
2021-03-25 09:00 | 3.108 | 3.108
2021-03-25 09:30 | 3.4831 | 3.4831
2021-03-25 10:00 | 2.9472 | 2.9472
2021-03-25 10:30 | 3.0544 | 3.0544
2021-03-25 11:00 | 3.0008 | 3.0008
2021-03-25 11:30 | 3.108 | 3.108
2021-03-25 12:00 | 3.2152 | 3.2152
2021-03-25 12:30 | 3.3759 | 3.3759
2021-03-25 13:00 | 3.3759 | 3.3759
2021-03-25 13:30 | 3.5903 | 3.5903
2021-03-25 14:00 | 3.5367 | 3.5367
2021-03-25 14:30 | 3.8046 | 3.8046
2021-03-25 15:00 | 3.9118 | 3.9118
2021-03-25 15:30 | 4.1797 | 4.1797
2021-03-25 16:00 | 4.2333 | 4.2333
2021-03-25 16:30 | 4.4476 | 4.4476
2021-03-25 17:00 | 4.4476 | 4.4476
2021-03-25 17:30 | 4.5548 | 4.5548
2021-03-25 18:00 | 4.5012 | 4.5012
2021-03-25 18:30 | 4.6084 | 4.6084
2021-03-25 19:00 | 4.662 | 4.662
2021-03-25 19:30 | 4.5548 | 4.5548
2021-03-25 20:00 | 4.1797 | 4.1797
2021-03-25 20:30 | 3.9118 | 3.9118
2021-03-25 21:00 | 3.5903 | 3.5903
2021-03-25 21:30 | 3.4831 | 3.4831
2021-03-25 22:00 | 3.2687 | 3.2687
2021-03-25 22:30 | 2.9287 | 2.9287
2021-03-25 23:00 | 2.6793 | 2.6793
2021-03-25 23:30 | 2.7329 | 2.7329
2021-03-26 | 2.5185 | 2.5185
2021-03-26 00:30 | 2.3578 | 2.3578
2021-03-26 01:00 | 2.2506 | 2.2506
2021-03-26 01:30 | 2.197 | 2.197
2021-03-26 02:00 | 2.197 | 2.197
2021-03-26 02:30 | 2.1434 | 2.1434
2021-03-26 03:00 | 2.0899 | 2.0899
2021-03-26 03:30 | 2.0899 | 2.0899
2021-03-26 04:00 | 2.197 | 2.197
2021-03-26 04:30 | 2.197 | 2.197
2021-03-26 05:00 | 2.197 | 2.197
2021-03-26 05:30 | 2.3042 | 2.3042
2021-03-26 06:00 | 2.4114 | 2.4114
2021-03-26 06:30 | 2.465 | 2.465
2021-03-26 07:00 | 2.7329 | 2.7329
2021-03-26 07:30 | 2.6793 | 2.6793
2021-03-26 08:00 | 2.7865 | 2.7865
2021-03-26 08:30 | 2.6793 | 2.6793
2021-03-26 09:00 | 2.7329 | 2.7329
2021-03-26 09:30 | 2.8401 | 2.8401
2021-03-26 10:00 | 2.9472 | 2.9472
2021-03-26 10:30 | 2.9472 | 2.9472
2021-03-26 11:00 | 3.1616 | 3.1616
2021-03-26 11:30 | 3.2152 | 3.2152
2021-03-26 12:00 | 3.5367 | 3.5367
2021-03-26 12:30 | 3.5903 | 3.5903
2021-03-26 13:00 | 3.751 | 3.751
2021-03-26 13:30 | 3.8582 | 3.8582
2021-03-26 14:00 | 4.0189 | 4.0189
2021-03-26 14:30 | 4.2333 | 4.2333
2021-03-26 15:00 | 4.3307 | 4.3307
2021-03-26 15:30 | 4.5012 | 4.5012
2021-03-26 16:00 | 4.6084 | 4.6084
2021-03-26 16:30 | 4.7692 | 4.7692
2021-03-26 17:00 | 4.8227 | 4.8227
2021-03-26 17:30 | 4.9299 | 4.9299
2021-03-26 18:00 | 4.8763 | 4.8763
2021-03-26 18:30 | 4.8763 | 4.8763
2021-03-26 19:00 | 4.7692 | 4.7692
2021-03-26 19:30 | 4.5548 | 4.5548
2021-03-26 20:00 | 4.3405 | 4.3405
2021-03-26 20:30 | 3.9654 | 3.9654
2021-03-26 21:00 | 3.8046 | 3.8046
2021-03-26 21:30 | 3.4831 | 3.4831
2021-03-26 22:00 | 3.2687 | 3.2687
2021-03-26 22:30 | 3.0544 | 3.0544
2021-03-26 23:00 | 2.8401 | 2.8401
2021-03-26 23:30 | 2.6793 | 2.6793
2021-03-27 | 2.6257 | 2.6257
2021-03-27 00:30 | 2.5185 | 2.5185
2021-03-27 01:00 | 2.5185 | 2.5185
2021-03-27 01:30 | 2.3578 | 2.3578
2021-03-27 02:00 | 2.3042 | 2.3042
2021-03-27 02:30 | 2.197 | 2.197
2021-03-27 03:00 | 2.2506 | 2.2506
2021-03-27 03:30 | 2.197 | 2.197
2021-03-27 04:00 | 2.197 | 2.197
2021-03-27 04:30 | 2.1434 | 2.1434
2021-03-27 05:00 | 2.3042 | 2.3042
2021-03-27 05:30 | 2.2506 | 2.2506
2021-03-27 06:00 | 2.3042 | 2.3042
2021-03-27 06:30 | 2.3042 | 2.3042
2021-03-27 07:00 | 2.3042 | 2.3042
2021-03-27 07:30 | 2.465 | 2.465
2021-03-27 08:00 | 2.465 | 2.465
2021-03-27 08:30 | 2.6793 | 2.6793
2021-03-27 09:00 | 2.5721 | 2.5721
2021-03-27 09:30 | 2.7329 | 2.7329
2021-03-27 10:00 | 2.7865 | 2.7865
2021-03-27 10:30 | 3.0544 | 3.0544
2021-03-27 11:00 | 3.2687 | 3.2687
2021-03-27 11:30 | 3.3759 | 3.3759
2021-03-27 12:00 | 3.5903 | 3.5903
2021-03-27 12:30 | 3.6438 | 3.6438
2021-03-27 13:00 | 3.8046 | 3.8046
2021-03-27 13:30 | 4.0189 | 4.0189
2021-03-27 14:00 | 3.9654 | 3.9654
2021-03-27 14:30 | 4.1797 | 4.1797
2021-03-27 15:00 | 4.2333 | 4.2333
2021-03-27 15:30 | 4.5548 | 4.5548
2021-03-27 16:00 | 4.4476 | 4.4476
2021-03-27 16:30 | 4.5012 | 4.5012
2021-03-27 17:00 | 4.7156 | 4.7156
2021-03-27 17:30 | 4.9299 | 4.9299
2021-03-27 18:00 | 5.1978 | 5.1978
2021-03-27 18:30 | 5.0371 | 5.0371
2021-03-27 19:00 | 4.9835 | 4.9835
2021-03-27 19:30 | 4.8224 | 4.8224
2021-03-27 20:00 | 4.6084 | 4.6084
2021-03-27 20:30 | 4.3405 | 4.3405
2021-03-27 21:00 | 4.0189 | 4.0189
2021-03-27 21:30 | 3.8046 | 3.8046
2021-03-27 22:00 | 3.5903 | 3.5903
2021-03-27 22:30 | 3.3759 | 3.3759
2021-03-27 23:00 | 3.1616 | 3.1616
2021-03-27 23:30 | 2.9472 | 2.9472
2021-03-28 | 2.9472 | 2.9472
2021-03-28 00:30 | 2.6793 | 2.6793
2021-03-28 01:00 | 2.6793 | 2.6793
2021-03-28 01:30 | 2.6257 | 2.6257
2021-03-28 02:00 | 2.6793 | 2.6793
2021-03-28 02:30 | 2.6793 | 2.6793
2021-03-28 03:00 | 2.6257 | 2.6257
2021-03-28 03:30 | 2.5721 | 2.5721
2021-03-28 04:00 | 2.465 | 2.465
2021-03-28 04:30 | 2.3578 | 2.3578
2021-03-28 05:00 | 2.4114 | 2.4114
2021-03-28 05:30 | 2.4114 | 2.4114
2021-03-28 06:00 | 2.465 | 2.465
2021-03-28 06:30 | 2.4114 | 2.4114
2021-03-28 07:00 | 2.465 | 2.465
2021-03-28 07:30 | 2.6793 | 2.6793
2021-03-28 08:00 | 2.6257 | 2.6257
2021-03-28 08:30 | 2.7865 | 2.7865
2021-03-28 09:00 | 2.7329 | 2.7329
2021-03-28 09:30 | 2.8936 | 2.8936
2021-03-28 10:00 | 2.9472 | 2.9472
2021-03-28 10:30 | 3.0008 | 3.0008
2021-03-28 11:00 | 3.0544 | 3.0544
2021-03-28 11:30 | 3.2687 | 3.2687
2021-03-28 12:00 | 3.3759 | 3.3759
2021-03-28 12:30 | 3.5903 | 3.5903
2021-03-28 13:00 | 3.8046 | 3.8046
2021-03-28 13:30 | 3.9654 | 3.9654
2021-03-28 14:00 | 4.0189 | 4.0189
2021-03-28 14:30 | 4.2869 | 4.2869
2021-03-28 15:00 | 4.3405 | 4.3405
2021-03-28 15:30 | 4.5012 | 4.5012
2021-03-28 16:00 | 4.5548 | 4.5548
2021-03-28 16:30 | 4.7692 | 4.7692
2021-03-28 17:00 | 4.8227 | 4.8227
2021-03-28 17:30 | 4.9299 | 4.9299
2021-03-28 18:00 | 5.0907 | 5.0907
2021-03-28 18:30 | 4.9835 | 4.9835
2021-03-28 19:00 | 4.9835 | 4.9835
2021-03-28 19:30 | 4.8227 | 4.8227
2021-03-28 20:00 | 4.5012 | 4.5012
2021-03-28 20:30 | 4.0725 | 4.0725
2021-03-28 21:00 | 3.8582 | 3.8582
2021-03-28 21:30 | 3.6438 | 3.6438
2021-03-28 22:00 | 3.2687 | 3.2687
2021-03-28 22:30 | 3.0544 | 3.0544
2021-03-28 23:00 | 2.9472 | 2.9472
2021-03-28 23:30 | 2.7865 | 2.7865
2021-03-29 | 2.6793 | 2.6793
2021-03-29 00:30 | 2.6257 | 2.6257
2021-03-29 01:00 | 2.6257 | 2.6257
2021-03-29 01:30 | 2.5721 | 2.5721
2021-03-29 02:00 | 2.5185 | 2.5185
2021-03-29 02:30 | 2.4114 | 2.4114
2021-03-29 03:00 | 2.465 | 2.465
2021-03-29 03:30 | 2.3042 | 2.3042
2021-03-29 04:00 | 2.4114 | 2.4114
2021-03-29 04:30 | 2.4114 | 2.4114
2021-03-29 05:00 | 2.6257 | 2.6257
2021-03-29 05:30 | 2.6257 | 2.6257
2021-03-29 06:00 | 2.6257 | 2.6257
2021-03-29 06:30 | 2.7329 | 2.7329
2021-03-29 07:00 | 2.7865 | 2.7865
2021-03-29 07:30 | 2.8936 | 2.8936
2021-03-29 08:00 | 2.9131 | 2.9131
2021-03-29 08:30 | 2.8936 | 2.8936
2021-03-29 09:00 | 2.7865 | 2.7865
2021-03-29 09:30 | 2.8401 | 2.8401
2021-03-29 10:00 | 3.0008 | 3.0008
2021-03-29 10:30 | 3.0544 | 3.0544
2021-03-29 11:00 | 3.1616 | 3.1616
2021-03-29 11:30 | 3.3223 | 3.3223
2021-03-29 12:00 | 3.4831 | 3.4831
2021-03-29 12:30 | 3.5438 | 3.5438
2021-03-29 13:00 | 3.6974 | 3.6974
2021-03-29 13:30 | 3.9118 | 3.9118
2021-03-29 14:00 | 4.0189 | 4.0189
2021-03-29 14:30 | 4.1261 | 4.1261
2021-03-29 15:00 | 4.2869 | 4.2869
2021-03-29 15:30 | 4.6084 | 4.6084
2021-03-29 16:00 | 4.6084 | 4.6084
2021-03-29 16:30 | 4.8763 | 4.8763
2021-03-29 17:00 | 4.7692 | 4.7692
2021-03-29 17:30 | 5.0371 | 5.0371
2021-03-29 18:00 | 5.0371 | 5.0371
2021-03-29 18:30 | 5.1978 | 5.1978
2021-03-29 19:00 | 4.9299 | 4.9299
2021-03-29 19:30 | 4.8763 | 4.8763
2021-03-29 20:00 | 4.4476 | 4.4476
2021-03-29 20:30 | 4.0189 | 4.0189
2021-03-29 21:00 | 3.8046 | 3.8046
2021-03-29 21:30 | 3.5903 | 3.5903
2021-03-29 22:00 | 3.2687 | 3.2687
2021-03-29 22:30 | 3.0544 | 3.0544
2021-03-29 23:00 | 2.8401 | 2.8401
2021-03-29 23:30 | 2.7329 | 2.7329
2021-03-30 | 2.5721 | 2.5721
2021-03-30 00:30 | 2.5185 | 2.5185
2021-03-30 01:00 | 2.6257 | 2.6257
2021-03-30 01:30 | 2.7329 | 2.7329
2021-03-30 02:00 | 2.7329 | 2.7329
2021-03-30 02:30 | 2.6793 | 2.6793
2021-03-30 03:00 | 2.7329 | 2.7329
2021-03-30 03:30 | 2.6257 | 2.6257
2021-03-30 04:00 | 2.6257 | 2.6257
2021-03-30 04:30 | 2.6257 | 2.6257
2021-03-30 05:00 | 2.7865 | 2.7865
2021-03-30 05:30 | 2.7329 | 2.7329
2021-03-30 06:00 | 3.0544 | 3.0544
2021-03-30 06:30 | 3.0544 | 3.0544
2021-03-30 07:00 | 3.108 | 3.108
2021-03-30 07:30 | 3.1616 | 3.1616
2021-03-30 08:00 | 3.2687 | 3.2687
2021-03-30 08:30 | 3.3663 | 3.3663
2021-03-30 09:00 | 3.2152 | 3.2152
2021-03-30 09:30 | 3.3908 | 3.3908
2021-03-30 10:00 | 3.5346 | 3.5346
2021-03-30 10:30 | 3.5759 | 3.5759
2021-03-30 11:00 | 3.776 | 3.776
2021-03-30 11:30 | 3.8582 | 3.8582
2021-03-30 12:00 | 3.9927 | 3.9927
2021-03-30 12:30 | 4.1737 | 4.1737
2021-03-30 13:00 | 4.0725 | 4.0725
2021-03-30 13:30 | 4.1797 | 4.1797
2021-03-30 14:00 | 4.4476 | 4.4476
2021-03-30 14:30 | 4.3405 | 4.3405
2021-03-30 15:00 | 4.9299 | 4.9299
2021-03-30 15:30 | 4.6084 | 4.6084
2021-03-30 16:00 | 4.9835 | 4.9835
2021-03-30 16:30 | 5.2514 | 5.2514
2021-03-30 17:00 | 4.8825 | 4.8825
2021-03-30 17:30 | 4.9835 | 4.9835
2021-03-30 18:00 | 4.8763 | 4.8763
2021-03-30 18:30 | 5.0371 | 5.0371
2021-03-30 19:00 | 5.0907 | 5.0907
2021-03-30 19:30 | 5.0907 | 5.0907
2021-03-30 20:00 | 4.7281 | 4.7281
2021-03-30 20:30 | 4.5012 | 4.5012
2021-03-30 21:00 | 4.0189 | 4.0189
2021-03-30 21:30 | 3.8582 | 3.8582
2021-03-30 22:00 | 3.5903 | 3.5903
2021-03-30 22:30 | 3.3223 | 3.3223
2021-03-30 23:00 | 3.1616 | 3.1616
2021-03-30 23:30 | 2.9472 | 2.9472
2021-03-31 | 3.0008 | 3.0008
2021-03-31 00:30 | 2.7329 | 2.7329
2021-03-31 01:00 | 2.7329 | 2.7329
2021-03-31 01:30 | 2.6257 | 2.6257
2021-03-31 02:00 | 2.6793 | 2.6793
2021-03-31 02:30 | 2.5185 | 2.5185
2021-03-31 03:00 | 2.6257 | 2.6257
2021-03-31 03:30 | 2.5721 | 2.5721
2021-03-31 04:00 | 2.5185 | 2.5185
2021-03-31 04:30 | 2.5185 | 2.5185
2021-03-31 05:00 | 2.6257 | 2.6257
2021-03-31 05:30 | 2.5185 | 2.5185
2021-03-31 06:00 | 2.7329 | 2.7329
2021-03-31 06:30 | 2.7329 | 2.7329
2021-03-31 07:00 | 2.7865 | 2.7865
2021-03-31 07:30 | 2.9472 | 2.9472
2021-03-31 08:00 | 2.8401 | 2.8401
2021-03-31 08:30 | 2.8401 | 2.8401
2021-03-31 09:00 | 2.8401 | 2.8401
2021-03-31 09:30 | 2.8936 | 2.8936
2021-03-31 10:00 | 2.8401 | 2.8401
2021-03-31 10:30 | 2.8936 | 2.8936
2021-03-31 11:00 | 2.8401 | 2.8401
2021-03-31 11:30 | 3.1616 | 3.1616
2021-03-31 12:00 | 3.1616 | 3.1616
2021-03-31 12:30 | 3.2152 | 3.2152
2021-03-31 13:00 | 3.3759 | 3.3759
2021-03-31 13:30 | 3.5367 | 3.5367
2021-03-31 14:00 | 3.6438 | 3.6438
2021-03-31 14:30 | 3.5903 | 3.5903
2021-03-31 15:00 | 3.9118 | 3.9118
2021-03-31 15:30 | 4.0189 | 4.0189
2021-03-31 16:00 | 4.2869 | 4.2869
2021-03-31 16:30 | 4.3405 | 4.3405
2021-03-31 17:00 | 4.4476 | 4.4476
2021-03-31 17:30 | 4.5548 | 4.5548
2021-03-31 18:00 | 4.6084 | 4.6084
2021-03-31 18:30 | 4.5548 | 4.5548
2021-03-31 19:00 | 4.8227 | 4.8227
2021-03-31 19:30 | 4.5012 | 4.5012
2021-03-31 20:00 | 4.3405 | 4.3405
2021-03-31 20:30 | 4.0725 | 4.0725
2021-03-31 21:00 | 3.6974 | 3.6974
2021-03-31 21:30 | 3.6438 | 3.6438
2021-03-31 22:00 | 3.2687 | 3.2687
2021-03-31 22:30 | 3.2152 | 3.2152
2021-03-31 23:00 | 2.9472 | 2.9472
2021-03-31 23:30 | 2.8936 | 2.8936
2021-04-01 | 2.7329 | 2.7329
2021-04-01 00:30 | 2.7329 | 2.7329
2021-04-01 01:00 | 2.6257 | 2.6257
2021-04-01 01:30 | 2.6257 | 2.6257
2021-04-01 02:00 | 2.465 | 2.465
2021-04-01 02:30 | 2.5721 | 2.5721
2021-04-01 03:00 | 2.4114 | 2.4114
2021-04-01 03:30 | 2.5721 | 2.5721
2021-04-01 04:00 | 2.3042 | 2.3042
2021-04-01 04:30 | 2.465 | 2.465
2021-04-01 05:00 | 2.4114 | 2.4114
2021-04-01 05:30 | 2.5721 | 2.5721
2021-04-01 06:00 | 2.6793 | 2.6793
2021-04-01 06:30 | 2.8936 | 2.8936
2021-04-01 07:00 | 2.9472 | 2.9472
2021-04-01 07:30 | 2.8401 | 2.8401
2021-04-01 08:00 | 2.9472 | 2.9472
2021-04-01 08:30 | 2.8401 | 2.8401
2021-04-01 09:00 | 2.8936 | 2.8936
2021-04-01 09:30 | 3.0008 | 3.0008
2021-04-01 10:00 | 3.108 | 3.108
2021-04-01 10:30 | 3.0544 | 3.0544
2021-04-01 11:00 | 3.0544 | 3.0544
2021-04-01 11:30 | 3.0544 | 3.0544
2021-04-01 12:00 | 3.2152 | 3.2152
2021-04-01 12:30 | 3.5903 | 3.5903
2021-04-01 13:00 | 3.4831 | 3.4831
2021-04-01 13:30 | 3.6438 | 3.6438
2021-04-01 14:00 | 3.5367 | 3.5367
2021-04-01 14:30 | 3.8046 | 3.8046
2021-04-01 15:00 | 3.9118 | 3.9118
2021-04-01 15:30 | 4.0189 | 4.0189
2021-04-01 16:00 | 4.2333 | 4.2333
2021-04-01 16:30 | 4.3941 | 4.3941
2021-04-01 17:00 | 4.4476 | 4.4476
2021-04-01 17:30 | 4.3941 | 4.3941
2021-04-01 18:00 | 4.4476 | 4.4476
2021-04-01 18:30 | 4.3405 | 4.3405
2021-04-01 19:00 | 4.3405 | 4.3405
2021-04-01 19:30 | 4.2869 | 4.2869
2021-04-01 20:00 | 4.2869 | 4.2869
2021-04-01 20:30 | 3.8046 | 3.8046
2021-04-01 21:00 | 3.6438 | 3.6438
2021-04-01 21:30 | 3.4831 | 3.4831
2021-04-01 22:00 | 3.3223 | 3.3223
2021-04-01 22:30 | 3.0544 | 3.0544
2021-04-01 23:00 | 3.0008 | 3.0008
2021-04-01 23:30 | 2.8401 | 2.8401
2021-04-02 | 2.6793 | 2.6793
2021-04-02 00:30 | 2.6793 | 2.6793
2021-04-02 01:00 | 2.5185 | 2.5185
2021-04-02 01:30 | 2.4114 | 2.4114
2021-04-02 02:00 | 2.3578 | 2.3578
2021-04-02 02:30 | 2.3578 | 2.3578
2021-04-02 03:00 | 2.3042 | 2.3042
2021-04-02 03:30 | 2.3578 | 2.3578
2021-04-02 04:00 | 2.3042 | 2.3042
2021-04-02 04:30 | 2.3042 | 2.3042
2021-04-02 05:00 | 2.3042 | 2.3042
2021-04-02 05:30 | 2.3042 | 2.3042
2021-04-02 06:00 | 2.3042 | 2.3042
2021-04-02 06:30 | 2.3652 | 2.3652
2021-04-02 07:00 | 2.3578 | 2.3578
2021-04-02 07:30 | 2.465 | 2.465
2021-04-02 08:00 | 2.465 | 2.465
2021-04-02 08:30 | 2.4114 | 2.4114
2021-04-02 09:00 | 2.3042 | 2.3042
2021-04-02 09:30 | 2.4114 | 2.4114
2021-04-02 10:00 | 2.3042 | 2.3042
2021-04-02 10:30 | 2.4114 | 2.4114
2021-04-02 11:00 | 2.465 | 2.465
2021-04-02 11:30 | 2.5721 | 2.5721
2021-04-02 12:00 | 2.7329 | 2.7329
2021-04-02 12:30 | 2.8401 | 2.8401
2021-04-02 13:00 | 2.7865 | 2.7865
2021-04-02 13:30 | 2.8401 | 2.8401
2021-04-02 14:00 | 3.0008 | 3.0008
2021-04-02 14:30 | 3.0544 | 3.0544
2021-04-02 15:00 | 3.2687 | 3.2687
2021-04-02 15:30 | 3.1616 | 3.1616
2021-04-02 16:00 | 3.4848 | 3.4848
2021-04-02 16:30 | 3.4831 | 3.4831
2021-04-02 17:00 | 3.6438 | 3.6438
2021-04-02 17:30 | 3.8046 | 3.8046
2021-04-02 18:00 | 3.751 | 3.751
2021-04-02 18:30 | 3.751 | 3.751
2021-04-02 19:00 | 3.9118 | 3.9118
2021-04-02 19:30 | 3.751 | 3.751
2021-04-02 20:00 | 3.6438 | 3.6438
2021-04-02 20:30 | 3.4295 | 3.4295
2021-04-02 21:00 | 3.2152 | 3.2152
2021-04-02 21:30 | 3.0544 | 3.0544
2021-04-02 22:00 | 3.0544 | 3.0544
2021-04-02 22:30 | 2.7329 | 2.7329
2021-04-02 23:00 | 2.6793 | 2.6793
2021-04-02 23:30 | 2.465 | 2.465
2021-04-03 | 2.4114 | 2.4114
2021-04-03 00:30 | 2.3042 | 2.3042
2021-04-03 01:00 | 2.2506 | 2.2506
2021-04-03 01:30 | 2.2506 | 2.2506
2021-04-03 02:00 | 2.197 | 2.197
2021-04-03 02:30 | 2.197 | 2.197
2021-04-03 03:00 | 2.197 | 2.197
2021-04-03 03:30 | 2.1434 | 2.1434
2021-04-03 04:00 | 2.1434 | 2.1434
2021-04-03 04:30 | 2.1434 | 2.1434
2021-04-03 05:00 | 2.0899 | 2.0899
2021-04-03 05:30 | 2.197 | 2.197
2021-04-03 06:00 | 2.197 | 2.197
2021-04-03 06:30 | 2.2506 | 2.2506
2021-04-03 07:00 | 2.0899 | 2.0899
2021-04-03 07:30 | 2.197 | 2.197
2021-04-03 08:00 | 2.3042 | 2.3042
2021-04-03 08:30 | 2.2506 | 2.2506
2021-04-03 09:00 | 2.197 | 2.197
2021-04-03 09:30 | 2.197 | 2.197
2021-04-03 10:00 | 2.2506 | 2.2506
2021-04-03 10:30 | 2.197 | 2.197
2021-04-03 11:00 | 2.3042 | 2.3042
2021-04-03 11:30 | 2.4114 | 2.4114
2021-04-03 12:00 | 2.5721 | 2.5721
2021-04-03 12:30 | 2.6793 | 2.6793
2021-04-03 13:00 | 2.6257 | 2.6257
2021-04-03 13:30 | 2.9472 | 2.9472
2021-04-03 14:00 | 2.7865 | 2.7865
2021-04-03 14:30 | 2.8401 | 2.8401
2021-04-03 15:00 | 2.9472 | 2.9472
2021-04-03 15:30 | 3.3759 | 3.3759
2021-04-03 16:00 | 3.2687 | 3.2687
2021-04-03 16:30 | 3.4295 | 3.4295
2021-04-03 17:00 | 3.6974 | 3.6974
2021-04-03 17:30 | 3.5903 | 3.5903
2021-04-03 18:00 | 3.8046 | 3.8046
2021-04-03 18:30 | 3.6974 | 3.6974
2021-04-03 19:00 | 3.8046 | 3.8046
2021-04-03 19:30 | 3.6974 | 3.6974
2021-04-03 20:00 | 3.5903 | 3.5903
2021-04-03 20:30 | 3.3223 | 3.3223
2021-04-03 21:00 | 3.2152 | 3.2152
2021-04-03 21:30 | 3.0544 | 3.0544
2021-04-03 22:00 | 3.0008 | 3.0008
2021-04-03 22:30 | 2.7865 | 2.7865
2021-04-03 23:00 | 2.6257 | 2.6257
2021-04-03 23:30 | 2.5185 | 2.5185
2021-04-04 | 2.3578 | 2.3578
2021-04-04 00:30 | 2.3042 | 2.3042
2021-04-04 01:00 | 2.1434 | 2.1434
2021-04-04 01:30 | 2.197 | 2.197
2021-04-04 02:00 | 1.9827 | 1.9827
2021-04-04 02:30 | 1.9827 | 1.9827
2021-04-04 03:00 | 1.8755 | 1.8755
2021-04-04 03:30 | 1.9827 | 1.9827
2021-04-04 04:00 | 1.8755 | 1.8755
2021-04-04 04:30 | 1.8755 | 1.8755
2021-04-04 05:00 | 1.8755 | 1.8755
2021-04-04 05:30 | 1.9827 | 1.9827
2021-04-04 06:00 | 1.8755 | 1.8755
2021-04-04 06:30 | 1.9827 | 1.9827
2021-04-04 07:00 | 1.8755 | 1.8755
2021-04-04 07:30 | 1.9291 | 1.9291
2021-04-04 08:00 | 1.9291 | 1.9291
2021-04-04 08:30 | 1.9827 | 1.9827
2021-04-04 09:00 | 1.9827 | 1.9827
2021-04-04 09:30 | 1.9291 | 1.9291
2021-04-04 10:00 | 1.9291 | 1.9291
2021-04-04 10:30 | 1.8755 | 1.8755
2021-04-04 11:00 | 2.1434 | 2.1434
2021-04-04 11:30 | 2.0899 | 2.0899
2021-04-04 12:00 | 2.3042 | 2.3042
2021-04-04 12:30 | 2.6257 | 2.6257
2021-04-04 13:00 | 2.5185 | 2.5185
2021-04-04 13:30 | 2.5185 | 2.5185
2021-04-04 14:00 | 2.8936 | 2.8936
2021-04-04 14:30 | 2.8401 | 2.8401
2021-04-04 15:00 | 3.108 | 3.108
2021-04-04 15:30 | 3.0008 | 3.0008
2021-04-04 16:00 | 3.4831 | 3.4831
2021-04-04 16:30 | 3.5367 | 3.5367
2021-04-04 17:00 | 3.2518 | 3.2518
2021-04-04 17:30 | 3.5201 | 3.5201
2021-04-04 18:00 | 3.4831 | 3.4831
2021-04-04 18:30 | 3.575 | 3.575
2021-04-04 19:00 | 3.5903 | 3.5903
2021-04-04 19:30 | 3.4831 | 3.4831
2021-04-04 20:00 | 3.3759 | 3.3759
2021-04-04 20:30 | 3.2687 | 3.2687
2021-04-04 21:00 | 3.0544 | 3.0544
2021-04-04 21:30 | 2.9472 | 2.9472
2021-04-04 22:00 | 2.8401 | 2.8401
2021-04-04 22:30 | 2.6257 | 2.6257
2021-04-04 23:00 | 2.6257 | 2.6257
2021-04-04 23:30 | 2.3578 | 2.3578
2021-04-05 | 2.3042 | 2.3042
2021-04-05 00:30 | 2.2506 | 2.2506
2021-04-05 01:00 | 2.3042 | 2.3042
2021-04-05 01:30 | 2.3042 | 2.3042
2021-04-05 02:00 | 2.197 | 2.197
2021-04-05 02:30 | 2.1434 | 2.1434
2021-04-05 03:00 | 2.0899 | 2.0899
2021-04-05 03:30 | 2.0899 | 2.0899
2021-04-05 04:00 | 2.0899 | 2.0899
2021-04-05 04:30 | 2.0899 | 2.0899
2021-04-05 05:00 | 2.2506 | 2.2506
2021-04-05 05:30 | 2.2506 | 2.2506
2021-04-05 06:00 | 2.3042 | 2.3042
2021-04-05 06:30 | 2.3042 | 2.3042
2021-04-05 07:00 | 2.3042 | 2.3042
2021-04-05 07:30 | 2.4114 | 2.4114
2021-04-05 08:00 | 2.4114 | 2.4114
2021-04-05 08:30 | 2.5185 | 2.5185
2021-04-05 09:00 | 2.5185 | 2.5185
2021-04-05 09:30 | 2.4114 | 2.4114
2021-04-05 10:00 | 2.2506 | 2.2506
2021-04-05 10:30 | 2.5185 | 2.5185
2021-04-05 11:00 | 2.6793 | 2.6793
2021-04-05 11:30 | 2.8936 | 2.8936
2021-04-05 12:00 | 3.4831 | 3.4831
2021-04-05 12:30 | 3.108 | 3.108
2021-04-05 13:00 | 3.3759 | 3.3759
2021-04-05 13:30 | 3.6974 | 3.6974
2021-04-05 14:00 | 3.8046 | 3.8046
2021-04-05 14:30 | 3.9118 | 3.9118
2021-04-05 15:00 | 3.8046 | 3.8046
2021-04-05 15:30 | 4.0189 | 4.0189
2021-04-05 16:00 | 4.4476 | 4.4476
2021-04-05 16:30 | 4.2869 | 4.2869
2021-04-05 17:00 | 4.3405 | 4.3405
2021-04-05 17:30 | 4.5548 | 4.5548
2021-04-05 18:00 | 4.4476 | 4.4476
2021-04-05 18:30 | 4.5012 | 4.5012
2021-04-05 19:00 | 4.5012 | 4.5012
2021-04-05 19:30 | 4.3941 | 4.3941
2021-04-05 20:00 | 4.0189 | 4.0189
2021-04-05 20:30 | 3.8582 | 3.8582
2021-04-05 21:00 | 3.5903 | 3.5903
2021-04-05 21:30 | 3.4831 | 3.4831
2021-04-05 22:00 | 3.2152 | 3.2152
2021-04-05 22:30 | 3.0544 | 3.0544
2021-04-05 23:00 | 2.9472 | 2.9472
2021-04-05 23:30 | 2.8936 | 2.8936
2021-04-06 | 2.6793 | 2.6793
2021-04-06 00:30 | 2.7329 | 2.7329
2021-04-06 01:00 | 2.5721 | 2.5721
2021-04-06 01:30 | 2.5721 | 2.5721
2021-04-06 02:00 | 2.3578 | 2.3578
2021-04-06 02:30 | 2.5185 | 2.5185
2021-04-06 03:00 | 2.3042 | 2.3042
2021-04-06 03:30 | 2.3578 | 2.3578
2021-04-06 04:00 | 2.3578 | 2.3578
2021-04-06 04:30 | 2.4114 | 2.4114
2021-04-06 05:00 | 2.4114 | 2.4114
2021-04-06 05:30 | 2.5721 | 2.5721
2021-04-06 06:00 | 2.7329 | 2.7329
2021-04-06 06:30 | 2.8401 | 2.8401
2021-04-06 07:00 | 2.7329 | 2.7329
2021-04-06 07:30 | 2.8401 | 2.8401
2021-04-06 08:00 | 2.8936 | 2.8936
2021-04-06 08:30 | 3.108 | 3.108
2021-04-06 09:00 | 3.0544 | 3.0544
2021-04-06 09:30 | 3.1616 | 3.1616
2021-04-06 10:00 | 3.1616 | 3.1616
2021-04-06 10:30 | 3.3759 | 3.3759
2021-04-06 11:00 | 3.5903 | 3.5903
2021-04-06 11:30 | 3.4831 | 3.4831
2021-04-06 12:00 | 3.8046 | 3.8046
2021-04-06 12:30 | 3.9118 | 3.9118
2021-04-06 13:00 | 4.0189 | 4.0189
2021-04-06 13:30 | 4.0189 | 4.0189
2021-04-06 14:00 | 4.1261 | 4.1261
2021-04-06 14:30 | 4.0725 | 4.0725
2021-04-06 15:00 | 4.2869 | 4.2869
2021-04-06 15:30 | 4.5548 | 4.5548
2021-04-06 16:00 | 4.6492 | 4.6492
2021-04-06 16:30 | 4.662 | 4.662
2021-04-06 17:00 | 4.8763 | 4.8763
2021-04-06 17:30 | 5.0371 | 5.0371
2021-04-06 18:00 | 4.9835 | 4.9835
2021-04-06 18:30 | 5.0371 | 5.0371
2021-04-06 19:00 | 4.9299 | 4.9299
2021-04-06 19:30 | 4.7692 | 4.7692
2021-04-06 20:00 | 4.5548 | 4.5548
2021-04-06 20:30 | 4.3405 | 4.3405
2021-04-06 21:00 | 3.8582 | 3.8582
2021-04-06 21:30 | 3.8582 | 3.8582
2021-04-06 22:00 | 3.3759 | 3.3759
2021-04-06 22:30 | 3.2687 | 3.2687
2021-04-06 23:00 | 3.1616 | 3.1616
2021-04-06 23:30 | 3.0544 | 3.0544
2021-04-07 | 2.9472 | 2.9472
2021-04-07 00:30 | 2.9472 | 2.9472
2021-04-07 01:00 | 2.7865 | 2.7865
2021-04-07 01:30 | 2.7865 | 2.7865
2021-04-07 02:00 | 2.6793 | 2.6793
2021-04-07 02:30 | 2.5721 | 2.5721
2021-04-07 03:00 | 2.5185 | 2.5185
2021-04-07 03:30 | 2.5185 | 2.5185
2021-04-07 04:00 | 2.5721 | 2.5721
2021-04-07 04:30 | 2.5185 | 2.5185
2021-04-07 05:00 | 2.7329 | 2.7329
2021-04-07 05:30 | 2.6257 | 2.6257
2021-04-07 06:00 | 2.9472 | 2.9472
2021-04-07 06:30 | 2.7329 | 2.7329
2021-04-07 07:00 | 2.8936 | 2.8936
2021-04-07 07:30 | 2.9472 | 2.9472
2021-04-07 08:00 | 3.0544 | 3.0544
2021-04-07 08:30 | 3.2152 | 3.2152
2021-04-07 09:00 | 3.0544 | 3.0544
2021-04-07 09:30 | 3.2152 | 3.2152
2021-04-07 10:00 | 3.2152 | 3.2152
2021-04-07 10:30 | 3.3759 | 3.3759
2021-04-07 11:00 | 3.4295 | 3.4295
2021-04-07 11:30 | 3.6438 | 3.6438
2021-04-07 12:00 | 3.5903 | 3.5903
2021-04-07 12:30 | 4.0189 | 4.0189
2021-04-07 13:00 | 4.1797 | 4.1797
2021-04-07 13:30 | 4.3405 | 4.3405
2021-04-07 14:00 | 4.2333 | 4.2333
2021-04-07 14:30 | 4.2869 | 4.2869
2021-04-07 15:00 | 4.4476 | 4.4476
2021-04-07 15:30 | 4.7692 | 4.7692
2021-04-07 16:00 | 4.7692 | 4.7692
2021-04-07 16:30 | 5.1978 | 5.1978
2021-04-07 17:00 | 5.0371 | 5.0371
2021-04-07 17:30 | 5.1443 | 5.1443
2021-04-07 18:00 | 4.9835 | 4.9835
2021-04-07 18:30 | 5.2514 | 5.2514
2021-04-07 19:00 | 5.1978 | 5.1978
2021-04-07 19:30 | 4.9299 | 4.9299
2021-04-07 20:00 | 4.662 | 4.662
2021-04-07 20:30 | 4.3405 | 4.3405
2021-04-07 21:00 | 3.9668 | 3.9668
2021-04-07 21:30 | 3.8046 | 3.8046
2021-04-07 22:00 | 3.4831 | 3.4831
2021-04-07 22:30 | 3.2152 | 3.2152
2021-04-07 23:00 | 3.108 | 3.108
2021-04-07 23:30 | 2.8401 | 2.8401
2021-04-08 | 2.8936 | 2.8936
2021-04-08 00:30 | 2.6793 | 2.6793
2021-04-08 01:00 | 2.6257 | 2.6257
2021-04-08 01:30 | 2.5721 | 2.5721
2021-04-08 02:00 | 2.5721 | 2.5721
2021-04-08 02:30 | 2.3578 | 2.3578
2021-04-08 03:00 | 2.3042 | 2.3042
2021-04-08 03:30 | 2.3578 | 2.3578
2021-04-08 04:00 | 2.3042 | 2.3042
2021-04-08 04:30 | 2.3042 | 2.3042
2021-04-08 05:00 | 2.3578 | 2.3578
2021-04-08 05:30 | 2.465 | 2.465
2021-04-08 06:00 | 2.6257 | 2.6257
2021-04-08 06:30 | 2.7329 | 2.7329
2021-04-08 07:00 | 2.5185 | 2.5185
2021-04-08 07:30 | 2.7865 | 2.7865
2021-04-08 08:00 | 2.7865 | 2.7865
2021-04-08 08:30 | 2.8401 | 2.8401
2021-04-08 09:00 | 2.9472 | 2.9472
2021-04-08 09:30 | 3.0008 | 3.0008
2021-04-08 10:00 | 3.108 | 3.108
2021-04-08 10:30 | 3.2687 | 3.2687
2021-04-08 11:00 | 3.4295 | 3.4295
2021-04-08 11:30 | 3.4831 | 3.4831
2021-04-08 12:00 | 3.6438 | 3.6438
2021-04-08 12:30 | 3.9118 | 3.9118
2021-04-08 13:00 | 3.9118 | 3.9118
2021-04-08 13:30 | 4.1261 | 4.1261
2021-04-08 14:00 | 4.0189 | 4.0189
2021-04-08 14:30 | 4.2869 | 4.2869
2021-04-08 15:00 | 4.4476 | 4.4476
2021-04-08 15:30 | 4.7156 | 4.7156
2021-04-08 16:00 | 4.7156 | 4.7156
2021-04-08 16:30 | 4.8763 | 4.8763
2021-04-08 17:00 | 5.0371 | 5.0371
2021-04-08 17:30 | 5.0907 | 5.0907
2021-04-08 18:00 | 5.1443 | 5.1443
2021-04-08 18:30 | 5.0907 | 5.0907
2021-04-08 19:00 | 5.1978 | 5.1978
2021-04-08 19:30 | 4.8763 | 4.8763
2021-04-08 20:00 | 4.5548 | 4.5548
2021-04-08 20:30 | 4.1261 | 4.1261
2021-04-08 21:00 | 3.8582 | 3.8582
2021-04-08 21:30 | 3.751 | 3.751
2021-04-08 22:00 | 3.4295 | 3.4295
2021-04-08 22:30 | 3.1616 | 3.1616
2021-04-08 23:00 | 2.9472 | 2.9472
2021-04-08 23:30 | 2.8401 | 2.8401
2021-04-09 | 2.6793 | 2.6793
2021-04-09 00:30 | 2.6793 | 2.6793
2021-04-09 01:00 | 2.5721 | 2.5721
2021-04-09 01:30 | 2.5185 | 2.5185
2021-04-09 02:00 | 2.3578 | 2.3578
2021-04-09 02:30 | 2.4114 | 2.4114
2021-04-09 03:00 | 2.2506 | 2.2506
2021-04-09 03:30 | 2.3042 | 2.3042
2021-04-09 04:00 | 2.2506 | 2.2506
2021-04-09 04:30 | 2.3042 | 2.3042
2021-04-09 05:00 | 2.465 | 2.465
2021-04-09 05:30 | 2.465 | 2.465
2021-04-09 06:00 | 2.6257 | 2.6257
2021-04-09 06:30 | 2.6257 | 2.6257
2021-04-09 07:00 | 2.7329 | 2.7329
2021-04-09 07:30 | 2.6257 | 2.6257
2021-04-09 08:00 | 2.7865 | 2.7865
2021-04-09 08:30 | 2.9472 | 2.9472
2021-04-09 09:00 | 3.0008 | 3.0008
2021-04-09 09:30 | 3.0008 | 3.0008
2021-04-09 10:00 | 3.0544 | 3.0544
2021-04-09 10:30 | 3.2687 | 3.2687
2021-04-09 11:00 | 3.2687 | 3.2687
2021-04-09 11:30 | 3.4831 | 3.4831
2021-04-09 12:00 | 3.6974 | 3.6974
2021-04-09 12:30 | 3.7731 | 3.7731
2021-04-09 13:00 | 4.0189 | 4.0189
2021-04-09 13:30 | 4.1261 | 4.1261
2021-04-09 14:00 | 4.2333 | 4.2333
2021-04-09 14:30 | 4.3405 | 4.3405
2021-04-09 15:00 | 4.6084 | 4.6084
2021-04-09 15:30 | 4.7156 | 4.7156
2021-04-09 16:00 | 4.8227 | 4.8227
2021-04-09 16:30 | 5.0907 | 5.0907
2021-04-09 17:00 | 5.0371 | 5.0371
2021-04-09 17:30 | 4.9835 | 4.9835
2021-04-09 18:00 | 5.0907 | 5.0907
2021-04-09 18:30 | 5.0371 | 5.0371
2021-04-09 19:00 | 5.0907 | 5.0907
2021-04-09 19:30 | 4.7692 | 4.7692
2021-04-09 20:00 | 4.5548 | 4.5548
2021-04-09 20:30 | 4.1261 | 4.1261
2021-04-09 21:00 | 3.8046 | 3.8046
2021-04-09 21:30 | 3.5903 | 3.5903
2021-04-09 22:00 | 3.3759 | 3.3759
2021-04-09 22:30 | 3.108 | 3.108
2021-04-09 23:00 | 2.8401 | 2.8401
2021-04-09 23:30 | 2.7865 | 2.7865
2021-04-10 | 2.6257 | 2.6257
2021-04-10 00:30 | 2.5721 | 2.5721
2021-04-10 01:00 | 2.4114 | 2.4114
2021-04-10 01:30 | 2.3578 | 2.3578
2021-04-10 02:00 | 2.197 | 2.197
2021-04-10 02:30 | 2.3042 | 2.3042
2021-04-10 03:00 | 2.3042 | 2.3042
2021-04-10 03:30 | 2.197 | 2.197
2021-04-10 04:00 | 2.197 | 2.197
2021-04-10 04:30 | 2.1434 | 2.1434
2021-04-10 05:00 | 2.3042 | 2.3042
2021-04-10 05:30 | 2.2506 | 2.2506
2021-04-10 06:00 | 2.4114 | 2.4114
2021-04-10 06:30 | 2.3042 | 2.3042
2021-04-10 07:00 | 2.3042 | 2.3042
2021-04-10 07:30 | 2.3042 | 2.3042
2021-04-10 08:00 | 2.4114 | 2.4114
2021-04-10 08:30 | 2.6257 | 2.6257
2021-04-10 09:00 | 2.465 | 2.465
2021-04-10 09:30 | 2.6793 | 2.6793
2021-04-10 10:00 | 2.8401 | 2.8401
2021-04-10 10:30 | 2.9472 | 2.9472
2021-04-10 11:00 | 3.0544 | 3.0544
2021-04-10 11:30 | 3.3223 | 3.3223
2021-04-10 12:00 | 3.3223 | 3.3223
2021-04-10 12:30 | 3.5367 | 3.5367
2021-04-10 13:00 | 3.8046 | 3.8046
2021-04-10 13:30 | 3.9118 | 3.9118
2021-04-10 14:00 | 4.0189 | 4.0189
2021-04-10 14:30 | 4.1261 | 4.1261
2021-04-10 15:00 | 4.3405 | 4.3405
2021-04-10 15:30 | 4.4476 | 4.4476
2021-04-10 16:00 | 4.5548 | 4.5548
2021-04-10 16:30 | 4.8227 | 4.8227
2021-04-10 17:00 | 4.8763 | 4.8763
2021-04-10 17:30 | 5.0371 | 5.0371
2021-04-10 18:00 | 4.9835 | 4.9835
2021-04-10 18:30 | 4.9835 | 4.9835
2021-04-10 19:00 | 4.9299 | 4.9299
2021-04-10 19:30 | 4.7156 | 4.7156
2021-04-10 20:00 | 4.3405 | 4.3405
2021-04-10 20:30 | 3.9654 | 3.9654
2021-04-10 21:00 | 3.8582 | 3.8582
2021-04-10 21:30 | 3.6438 | 3.6438
2021-04-10 22:00 | 3.3759 | 3.3759
2021-04-10 22:30 | 3.0008 | 3.0008
2021-04-10 23:00 | 2.8936 | 2.8936
2021-04-10 23:30 | 2.7329 | 2.7329
2021-04-11 | 2.6793 | 2.6793
2021-04-11 00:30 | 2.6793 | 2.6793
2021-04-11 01:00 | 2.6257 | 2.6257
2021-04-11 01:30 | 2.6257 | 2.6257
2021-04-11 02:00 | 2.5185 | 2.5185
2021-04-11 02:30 | 2.4114 | 2.4114
2021-04-11 03:00 | 2.4114 | 2.4114
2021-04-11 03:30 | 2.3578 | 2.3578
2021-04-11 04:00 | 2.465 | 2.465
2021-04-11 04:30 | 2.4114 | 2.4114
2021-04-11 05:00 | 2.5185 | 2.5185
2021-04-11 05:30 | 2.465 | 2.465
2021-04-11 06:00 | 2.465 | 2.465
2021-04-11 06:30 | 2.4114 | 2.4114
2021-04-11 07:00 | 2.465 | 2.465
2021-04-11 07:30 | 2.3042 | 2.3042
2021-04-11 08:00 | 2.4114 | 2.4114
2021-04-11 08:30 | 2.465 | 2.465
2021-04-11 09:00 | 2.3042 | 2.3042
2021-04-11 09:30 | 2.4114 | 2.4114
2021-04-11 10:00 | 2.2506 | 2.2506
2021-04-11 10:30 | 2.5185 | 2.5185
2021-04-11 11:00 | 2.3042 | 2.3042
2021-04-11 11:30 | 2.7865 | 2.7865
2021-04-11 12:00 | 2.6257 | 2.6257
2021-04-11 12:30 | 2.8936 | 2.8936
2021-04-11 13:00 | 2.9472 | 2.9472
2021-04-11 13:30 | 3.0544 | 3.0544
2021-04-11 14:00 | 3.3223 | 3.3223
2021-04-11 14:30 | 3.3759 | 3.3759
2021-04-11 15:00 | 3.6438 | 3.6438
2021-04-11 15:30 | 3.6974 | 3.6974
2021-04-11 16:00 | 3.8046 | 3.8046
2021-04-11 16:30 | 4.0189 | 4.0189
2021-04-11 17:00 | 4.1261 | 4.1261
2021-04-11 17:30 | 4.3405 | 4.3405
2021-04-11 18:00 | 4.2869 | 4.2869
2021-04-11 18:30 | 4.2333 | 4.2333
2021-04-11 19:00 | 4.3405 | 4.3405
2021-04-11 19:30 | 4.0189 | 4.0189
2021-04-11 20:00 | 3.8582 | 3.8582
2021-04-11 20:30 | 3.5367 | 3.5367
2021-04-11 21:00 | 3.3759 | 3.3759
2021-04-11 21:30 | 3.108 | 3.108
2021-04-11 22:00 | 3.0008 | 3.0008
2021-04-11 22:30 | 2.6257 | 2.6257
2021-04-11 23:00 | 2.6257 | 2.6257
2021-04-11 23:30 | 2.3578 | 2.3578
2021-04-12 | 2.3578 | 2.3578
2021-04-12 00:30 | 2.2506 | 2.2506
2021-04-12 01:00 | 2.2506 | 2.2506
2021-04-12 01:30 | 2.0899 | 2.0899
2021-04-12 02:00 | 2.1434 | 2.1434
2021-04-12 02:30 | 1.9291 | 1.9291
2021-04-12 03:00 | 2.0363 | 2.0363
2021-04-12 03:30 | 1.8755 | 1.8755
2021-04-12 04:00 | 1.9827 | 1.9827
2021-04-12 04:30 | 1.9827 | 1.9827
2021-04-12 05:00 | 2.197 | 2.197
2021-04-12 05:30 | 2.197 | 2.197
2021-04-12 06:00 | 2.3042 | 2.3042
2021-04-12 06:30 | 2.3042 | 2.3042
2021-04-12 07:00 | 2.4114 | 2.4114
2021-04-12 07:30 | 2.3578 | 2.3578
2021-04-12 08:00 | 2.4114 | 2.4114
2021-04-12 08:30 | 2.465 | 2.465
2021-04-12 09:00 | 2.197 | 2.197
2021-04-12 09:30 | 2.3042 | 2.3042
2021-04-12 10:00 | 2.0899 | 2.0899
2021-04-12 10:30 | 2.0899 | 2.0899
2021-04-12 11:00 | 2.0899 | 2.0899
2021-04-12 11:30 | 2.0899 | 2.0899
2021-04-12 12:00 | 2.4114 | 2.4114
2021-04-12 12:30 | 2.3578 | 2.3578
2021-04-12 13:00 | 2.465 | 2.465
2021-04-12 13:30 | 2.4114 | 2.4114
2021-04-12 14:00 | 2.6257 | 2.6257
2021-04-12 14:30 | 2.7877 | 2.7877
2021-04-12 15:00 | 2.8401 | 2.8401
2021-04-12 15:30 | 3.0544 | 3.0544
2021-04-12 16:00 | 3.3223 | 3.3223
2021-04-12 16:30 | 3.4295 | 3.4295
2021-04-12 17:00 | 3.6974 | 3.6974
2021-04-12 17:30 | 3.751 | 3.751
2021-04-12 18:00 | 3.8046 | 3.8046
2021-04-12 18:30 | 3.751 | 3.751
2021-04-12 19:00 | 3.9118 | 3.9118
2021-04-12 19:30 | 3.5903 | 3.5903
2021-04-12 20:00 | 3.3759 | 3.3759
2021-04-12 20:30 | 3.2152 | 3.2152
2021-04-12 21:00 | 2.9472 | 2.9472
2021-04-12 21:30 | 2.9472 | 2.9472
2021-04-12 22:00 | 2.5721 | 2.5721
2021-04-12 22:30 | 2.4114 | 2.4114
2021-04-12 23:00 | 2.3042 | 2.3042
2021-04-12 23:30 | 2.1434 | 2.1434
2021-04-13 | 2.0363 | 2.0363
2021-04-13 00:30 | 1.9827 | 1.9827
2021-04-13 01:00 | 1.8755 | 1.8755
2021-04-13 01:30 | 1.8219 | 1.8219
2021-04-13 02:00 | 1.8755 | 1.8755
2021-04-13 02:30 | 1.7148 | 1.7148
2021-04-13 03:00 | 1.8219 | 1.8219
2021-04-13 03:30 | 1.7148 | 1.7148
2021-04-13 04:00 | 1.8755 | 1.8755
2021-04-13 04:30 | 1.8219 | 1.8219
2021-04-13 05:00 | 1.9291 | 1.9291
2021-04-13 05:30 | 1.9827 | 1.9827
2021-04-13 06:00 | 2.1434 | 2.1434
2021-04-13 06:30 | 2.197 | 2.197
2021-04-13 07:00 | 2.3578 | 2.3578
2021-04-13 07:30 | 2.3042 | 2.3042
2021-04-13 08:00 | 2.197 | 2.197
2021-04-13 08:30 | 2.197 | 2.197
2021-04-13 09:00 | 1.9827 | 1.9827
2021-04-13 09:30 | 2.197 | 2.197
2021-04-13 10:00 | 2.0899 | 2.0899
2021-04-13 10:30 | 2.197 | 2.197
2021-04-13 11:00 | 2.197 | 2.197
2021-04-13 11:30 | 2.4114 | 2.4114
2021-04-13 12:00 | 2.4114 | 2.4114
2021-04-13 12:30 | 2.6793 | 2.6793
2021-04-13 13:00 | 2.6257 | 2.6257
2021-04-13 13:30 | 2.6793 | 2.6793
2021-04-13 14:00 | 2.9472 | 2.9472
2021-04-13 14:30 | 3.1616 | 3.1616
2021-04-13 15:00 | 3.3759 | 3.3759
2021-04-13 15:30 | 3.5367 | 3.5367
2021-04-13 16:00 | 3.6974 | 3.6974
2021-04-13 16:30 | 3.9118 | 3.9118
2021-04-13 17:00 | 3.9118 | 3.9118
2021-04-13 17:30 | 4.1261 | 4.1261
2021-04-13 18:00 | 4.1261 | 4.1261
2021-04-13 18:30 | 4.1261 | 4.1261
2021-04-13 19:00 | 4.1261 | 4.1261
2021-04-13 19:30 | 3.9654 | 3.9654
2021-04-13 20:00 | 3.6974 | 3.6974
2021-04-13 20:30 | 3.5367 | 3.5367
2021-04-13 21:00 | 3.108 | 3.108
2021-04-13 21:30 | 3.108 | 3.108
2021-04-13 22:00 | 2.7329 | 2.7329
2021-04-13 22:30 | 2.5721 | 2.5721
2021-04-13 23:00 | 2.465 | 2.465
2021-04-13 23:30 | 2.3042 | 2.3042
2021-04-14 | 2.197 | 2.197
2021-04-14 00:30 | 2.197 | 2.197
2021-04-14 01:00 | 2.0899 | 2.0899
2021-04-14 01:30 | 2.1434 | 2.1434
2021-04-14 02:00 | 1.9827 | 1.9827
2021-04-14 02:30 | 2.0899 | 2.0899
2021-04-14 03:00 | 1.8755 | 1.8755
2021-04-14 03:30 | 1.9291 | 1.9291
2021-04-14 04:00 | 1.8755 | 1.8755
2021-04-14 04:30 | 1.8755 | 1.8755
2021-04-14 05:00 | 2.0899 | 2.0899
2021-04-14 05:30 | 2.197 | 2.197
2021-04-14 06:00 | 2.3578 | 2.3578
2021-04-14 06:30 | 2.3042 | 2.3042
2021-04-14 07:00 | 2.4114 | 2.4114
2021-04-14 07:30 | 2.4114 | 2.4114
2021-04-14 08:00 | 2.5185 | 2.5185
2021-04-14 08:30 | 2.5185 | 2.5185
2021-04-14 09:00 | 2.465 | 2.465
2021-04-14 09:30 | 2.5721 | 2.5721
2021-04-14 10:00 | 2.465 | 2.465
2021-04-14 10:30 | 2.6793 | 2.6793
2021-04-14 11:00 | 2.6257 | 2.6257
2021-04-14 11:30 | 3.0008 | 3.0008
2021-04-14 12:00 | 3.0544 | 3.0544
2021-04-14 12:30 | 3.3759 | 3.3759
2021-04-14 13:00 | 3.5367 | 3.5367
2021-04-14 13:30 | 3.5367 | 3.5367
2021-04-14 14:00 | 3.8582 | 3.8582
2021-04-14 14:30 | 4.0725 | 4.0725
2021-04-14 15:00 | 4.2869 | 4.2869
2021-04-14 15:30 | 4.3405 | 4.3405
2021-04-14 16:00 | 4.662 | 4.662
2021-04-14 16:30 | 4.8227 | 4.8227
2021-04-14 17:00 | 4.9835 | 4.9835
2021-04-14 17:30 | 4.9835 | 4.9835
2021-04-14 18:00 | 5.007 | 5.007
2021-04-14 18:30 | 5.0198 | 5.0198
2021-04-14 19:00 | 5.0172 | 5.0172
2021-04-14 19:30 | 4.7328 | 4.7328
2021-04-14 20:00 | 4.4095 | 4.4095
2021-04-14 20:30 | 4.0095 | 4.0095
2021-04-14 21:00 | 3.7284 | 3.7284
2021-04-14 21:30 | 3.6881 | 3.6881
2021-04-14 22:00 | 3.3551 | 3.3551
2021-04-14 22:30 | 3.026 | 3.026
2021-04-14 23:00 | 2.9308 | 2.9308
2021-04-14 23:30 | 2.7337 | 2.7337
2021-04-15 | 2.5813 | 2.5813
2021-04-15 00:30 | 2.5019 | 2.5019
2021-04-15 01:00 | 2.5019 | 2.5019
2021-04-15 01:30 | 2.4542 | 2.4542
2021-04-15 02:00 | 2.6061 | 2.6061
2021-04-15 02:30 | 2.4389 | 2.4389
2021-04-15 03:00 | 2.4062 | 2.4062
2021-04-15 03:30 | 2.317 | 2.317
2021-04-15 04:00 | 2.4212 | 2.4212
2021-04-15 04:30 | 2.3617 | 2.3617
2021-04-15 05:00 | 2.4838 | 2.4838
2021-04-15 05:30 | 2.6524 | 2.6524
2021-04-15 06:00 | 2.8074 | 2.8074
2021-04-15 06:30 | 2.8271 | 2.8271
2021-04-15 07:00 | 2.9029 | 2.9029
2021-04-15 07:30 | 2.9457 | 2.9457
2021-04-15 08:00 | 2.9344 | 2.9344
2021-04-15 08:30 | 2.8477 | 2.8477
2021-04-15 09:00 | 2.9368 | 2.9368
2021-04-15 09:30 | 3.0511 | 3.0511
2021-04-15 10:00 | 3.0047 | 3.0047
2021-04-15 10:30 | 3.1925 | 3.1925
2021-04-15 11:00 | 3.2033 | 3.2033
2021-04-15 11:30 | 3.6748 | 3.6748
2021-04-15 12:00 | 3.623 | 3.623
2021-04-15 12:30 | 3.972 | 3.972
2021-04-15 13:00 | 4.1712 | 4.1712
2021-04-15 13:30 | 4.237 | 4.237
2021-04-15 14:00 | 4.3232 | 4.3232
2021-04-15 14:30 | 4.4055 | 4.4055
2021-04-15 15:00 | 4.7466 | 4.7466
2021-04-15 15:30 | 4.7055 | 4.7055
2021-04-15 16:00 | 5.0279 | 5.0279
2021-04-15 16:30 | 4.8707 | 4.8707
2021-04-15 17:00 | 5.0333 | 5.0333
2021-04-15 17:30 | 5.1916 | 5.1916
2021-04-15 18:00 | 5.179 | 5.179
2021-04-15 18:30 | 5.0934 | 5.0934
2021-04-15 19:00 | 5.1831 | 5.1831
2021-04-15 19:30 | 4.8617 | 4.8617
2021-04-15 20:00 | 4.6456 | 4.6456
2021-04-15 20:30 | 4.2899 | 4.2899
2021-04-15 21:00 | 4.1003 | 4.1003
2021-04-15 21:30 | 3.9152 | 3.9152
2021-04-15 22:00 | 3.6438 | 3.6438
2021-04-15 22:30 | 3.3759 | 3.3759
2021-04-15 23:00 | 3.2687 | 3.2687
2021-04-15 23:30 | 3.0544 | 3.0544
2021-04-16 | 2.8401 | 2.8401
2021-04-16 00:30 | 2.8401 | 2.8401
2021-04-16 01:00 | 2.6793 | 2.6793
2021-04-16 01:30 | 2.6257 | 2.6257
2021-04-16 02:00 | 2.465 | 2.465
2021-04-16 02:30 | 2.465 | 2.465
2021-04-16 03:00 | 2.3042 | 2.3042
2021-04-16 03:30 | 2.3578 | 2.3578
2021-04-16 04:00 | 2.3042 | 2.3042
2021-04-16 04:30 | 2.4114 | 2.4114
2021-04-16 05:00 | 2.3042 | 2.3042
2021-04-16 05:30 | 2.4114 | 2.4114
2021-04-16 06:00 | 2.5185 | 2.5185
2021-04-16 06:30 | 2.5185 | 2.5185
2021-04-16 07:00 | 2.7329 | 2.7329
2021-04-16 07:30 | 2.6257 | 2.6257
2021-04-16 08:00 | 2.6793 | 2.6793
2021-04-16 08:30 | 2.6793 | 2.6793
2021-04-16 09:00 | 2.7865 | 2.7865
2021-04-16 09:30 | 2.6793 | 2.6793
2021-04-16 10:00 | 2.7865 | 2.7865
2021-04-16 10:30 | 2.7329 | 2.7329
2021-04-16 11:00 | 3.0008 | 3.0008
2021-04-16 11:30 | 3.0544 | 3.0544
2021-04-16 12:00 | 3.2687 | 3.2687
2021-04-16 12:30 | 3.3759 | 3.3759
2021-04-16 13:00 | 3.4831 | 3.4831
2021-04-16 13:30 | 3.5903 | 3.5903
2021-04-16 14:00 | 3.751 | 3.751
2021-04-16 14:30 | 3.8046 | 3.8046
2021-04-16 15:00 | 4.0189 | 4.0189
2021-04-16 15:30 | 4.2333 | 4.2333
2021-04-16 16:00 | 4.2869 | 4.2869
2021-04-16 16:30 | 4.5548 | 4.5548
2021-04-16 17:00 | 4.5548 | 4.5548
2021-04-16 17:30 | 4.6084 | 4.6084
2021-04-16 18:00 | 4.5548 | 4.5548
2021-04-16 18:30 | 4.5548 | 4.5548
2021-04-16 19:00 | 4.5548 | 4.5548
2021-04-16 19:30 | 4.3405 | 4.3405
2021-04-16 20:00 | 4.1797 | 4.1797
2021-04-16 20:30 | 3.9118 | 3.9118
2021-04-16 21:00 | 3.6438 | 3.6438
2021-04-16 21:30 | 3.4831 | 3.4831
2021-04-16 22:00 | 3.4831 | 3.4831
2021-04-16 22:30 | 3.2687 | 3.2687
2021-04-16 23:00 | 3.108 | 3.108
2021-04-16 23:30 | 2.8936 | 2.8936
2021-04-17 | 2.7865 | 2.7865
2021-04-17 00:30 | 2.6793 | 2.6793
2021-04-17 01:00 | 2.6793 | 2.6793
2021-04-17 01:30 | 2.5721 | 2.5721
2021-04-17 02:00 | 2.4114 | 2.4114
2021-04-17 02:30 | 2.3042 | 2.3042
2021-04-17 03:00 | 2.3042 | 2.3042
2021-04-17 03:30 | 2.3042 | 2.3042
2021-04-17 04:00 | 2.197 | 2.197
2021-04-17 04:30 | 2.197 | 2.197
2021-04-17 05:00 | 2.197 | 2.197
2021-04-17 05:30 | 2.2506 | 2.2506
2021-04-17 06:00 | 2.3042 | 2.3042
2021-04-17 06:30 | 2.4114 | 2.4114
2021-04-17 07:00 | 2.3042 | 2.3042
2021-04-17 07:30 | 2.3578 | 2.3578
2021-04-17 08:00 | 2.3766 | 2.3766
2021-04-17 08:30 | 2.4114 | 2.4114
2021-04-17 09:00 | 2.3042 | 2.3042
2021-04-17 09:30 | 2.3042 | 2.3042
2021-04-17 10:00 | 2.2903 | 2.2903
2021-04-17 10:30 | 2.3578 | 2.3578
2021-04-17 11:00 | 2.2506 | 2.2506
2021-04-17 11:30 | 2.3042 | 2.3042
2021-04-17 12:00 | 2.3578 | 2.3578
2021-04-17 12:30 | 2.5185 | 2.5185
2021-04-17 13:00 | 2.6257 | 2.6257
2021-04-17 13:30 | 2.7329 | 2.7329
2021-04-17 14:00 | 2.8401 | 2.8401
2021-04-17 14:30 | 2.9472 | 2.9472
2021-04-17 15:00 | 3.1616 | 3.1616
2021-04-17 15:30 | 3.3759 | 3.3759
2021-04-17 16:00 | 3.4295 | 3.4295
2021-04-17 16:30 | 3.6974 | 3.6974
2021-04-17 17:00 | 3.8046 | 3.8046
2021-04-17 17:30 | 3.9118 | 3.9118
2021-04-17 18:00 | 3.9654 | 3.9654
2021-04-17 18:30 | 3.9118 | 3.9118
2021-04-17 19:00 | 4.0189 | 4.0189
2021-04-17 19:30 | 3.8046 | 3.8046
2021-04-17 20:00 | 3.6974 | 3.6974
2021-04-17 20:30 | 3.3759 | 3.3759
2021-04-17 21:00 | 3.3759 | 3.3759
2021-04-17 21:30 | 3.1616 | 3.1616
2021-04-17 22:00 | 3.0544 | 3.0544
2021-04-17 22:30 | 2.7865 | 2.7865
2021-04-17 23:00 | 2.7329 | 2.7329
2021-04-17 23:30 | 2.5185 | 2.5185
2021-04-18 | 2.465 | 2.465
2021-04-18 00:30 | 2.3042 | 2.3042
2021-04-18 01:00 | 2.3042 | 2.3042
2021-04-18 01:30 | 2.197 | 2.197
2021-04-18 02:00 | 2.1434 | 2.1434
2021-04-18 02:30 | 2.0363 | 2.0363
2021-04-18 03:00 | 1.9827 | 1.9827
2021-04-18 03:30 | 2.0899 | 2.0899
2021-04-18 04:00 | 1.9827 | 1.9827
2021-04-18 04:30 | 2.0899 | 2.0899
2021-04-18 05:00 | 2.0363 | 2.0363
2021-04-18 05:30 | 1.9827 | 1.9827
2021-04-18 06:00 | 2.197 | 2.197
2021-04-18 06:30 | 2.197 | 2.197
2021-04-18 07:00 | 2.1434 | 2.1434
2021-04-18 07:30 | 2.197 | 2.197
2021-04-18 08:00 | 2.1434 | 2.1434
2021-04-18 08:30 | 2.3042 | 2.3042
2021-04-18 09:00 | 2.0899 | 2.0899
2021-04-18 09:30 | 2.1434 | 2.1434
2021-04-18 10:00 | 2.0363 | 2.0363
2021-04-18 10:30 | 2.0899 | 2.0899
2021-04-18 11:00 | 2.197 | 2.197
2021-04-18 11:30 | 2.3578 | 2.3578
2021-04-18 12:00 | 2.3042 | 2.3042
2021-04-18 12:30 | 2.5185 | 2.5185
2021-04-18 13:00 | 2.5721 | 2.5721
2021-04-18 13:30 | 2.7329 | 2.7329
2021-04-18 14:00 | 2.8936 | 2.8936
2021-04-18 14:30 | 3.0544 | 3.0544
2021-04-18 15:00 | 3.1616 | 3.1616
2021-04-18 15:30 | 3.3223 | 3.3223
2021-04-18 16:00 | 3.4831 | 3.4831
2021-04-18 16:30 | 3.6438 | 3.6438
2021-04-18 17:00 | 3.9118 | 3.9118
2021-04-18 17:30 | 4.1261 | 4.1261
2021-04-18 18:00 | 4.0189 | 4.0189
2021-04-18 18:30 | 4.1797 | 4.1797
2021-04-18 19:00 | 4.0725 | 4.0725
2021-04-18 19:30 | 3.9118 | 3.9118
2021-04-18 20:00 | 3.6974 | 3.6974
2021-04-18 20:30 | 3.5367 | 3.5367
2021-04-18 21:00 | 3.1616 | 3.1616
2021-04-18 21:30 | 3.108 | 3.108
2021-04-18 22:00 | 2.9472 | 2.9472
2021-04-18 22:30 | 2.7329 | 2.7329
2021-04-18 23:00 | 2.5185 | 2.5185
2021-04-18 23:30 | 2.4114 | 2.4114
2021-04-19 | 2.2506 | 2.2506
2021-04-19 00:30 | 2.3042 | 2.3042
2021-04-19 01:00 | 2.1434 | 2.1434
2021-04-19 01:30 | 2.0363 | 2.0363
2021-04-19 02:00 | 1.9827 | 1.9827
2021-04-19 02:30 | 2.0363 | 2.0363
2021-04-19 03:00 | 2.0363 | 2.0363
2021-04-19 03:30 | 2.0899 | 2.0899
2021-04-19 04:00 | 1.9291 | 1.9291
2021-04-19 04:30 | 1.9827 | 1.9827
2021-04-19 05:00 | 2.1434 | 2.1434
2021-04-19 05:30 | 2.197 | 2.197
2021-04-19 06:00 | 2.3042 | 2.3042
2021-04-19 06:30 | 2.4114 | 2.4114
2021-04-19 07:00 | 2.5185 | 2.5185
2021-04-19 07:30 | 2.5721 | 2.5721
2021-04-19 08:00 | 2.6257 | 2.6257
2021-04-19 08:30 | 2.5721 | 2.5721
2021-04-19 09:00 | 2.465 | 2.465
2021-04-19 09:30 | 2.5185 | 2.5185
2021-04-19 10:00 | 2.5185 | 2.5185
2021-04-19 10:30 | 2.5185 | 2.5185
2021-04-19 11:00 | 2.5721 | 2.5721
2021-04-19 11:30 | 2.6793 | 2.6793
2021-04-19 12:00 | 2.8401 | 2.8401
2021-04-19 12:30 | 2.9472 | 2.9472
2021-04-19 13:00 | 3.1616 | 3.1616
2021-04-19 13:30 | 3.2687 | 3.2687
2021-04-19 14:00 | 3.3759 | 3.3759
2021-04-19 14:30 | 3.5903 | 3.5903
2021-04-19 15:00 | 3.6974 | 3.6974
2021-04-19 15:30 | 3.9654 | 3.9654
2021-04-19 16:00 | 4.1261 | 4.1261
2021-04-19 16:30 | 4.2972 | 4.2972
2021-04-19 17:00 | 4.4476 | 4.4476
2021-04-19 17:30 | 4.6084 | 4.6084
2021-04-19 18:00 | 4.5012 | 4.5012
2021-04-19 18:30 | 4.662 | 4.662
2021-04-19 19:00 | 4.7692 | 4.7692
2021-04-19 19:30 | 4.5548 | 4.5548
2021-04-19 20:00 | 4.1797 | 4.1797
2021-04-19 20:30 | 3.9654 | 3.9654
2021-04-19 21:00 | 3.6438 | 3.6438
2021-04-19 21:30 | 3.5903 | 3.5903
2021-04-19 22:00 | 3.108 | 3.108
2021-04-19 22:30 | 2.8401 | 2.8401
2021-04-19 23:00 | 2.6793 | 2.6793
2021-04-19 23:30 | 2.465 | 2.465
2021-04-20 | 2.465 | 2.465
2021-04-20 00:30 | 2.4114 | 2.4114
2021-04-20 01:00 | 2.197 | 2.197
2021-04-20 01:30 | 2.197 | 2.197
2021-04-20 02:00 | 2.3042 | 2.3042
2021-04-20 02:30 | 2.197 | 2.197
2021-04-20 03:00 | 2.197 | 2.197
2021-04-20 03:30 | 2.0899 | 2.0899
2021-04-20 04:00 | 2.1434 | 2.1434
2021-04-20 04:30 | 2.197 | 2.197
2021-04-20 05:00 | 2.2506 | 2.2506
2021-04-20 05:30 | 2.3578 | 2.3578
2021-04-20 06:00 | 2.5185 | 2.5185
2021-04-20 06:30 | 2.6257 | 2.6257
2021-04-20 07:00 | 2.7329 | 2.7329
2021-04-20 07:30 | 2.7329 | 2.7329
2021-04-20 08:00 | 2.7865 | 2.7865
2021-04-20 08:30 | 2.7865 | 2.7865
2021-04-20 09:00 | 2.7865 | 2.7865
2021-04-20 09:30 | 2.8936 | 2.8936
2021-04-20 10:00 | 2.8936 | 2.8936
2021-04-20 10:30 | 3.2687 | 3.2687
2021-04-20 11:00 | 3.1616 | 3.1616
2021-04-20 11:30 | 3.5367 | 3.5367
2021-04-20 12:00 | 3.5903 | 3.5903
2021-04-20 12:30 | 3.8046 | 3.8046
2021-04-20 13:00 | 3.8046 | 3.8046
2021-04-20 13:30 | 4.2333 | 4.2333
2021-04-20 14:00 | 4.0857 | 4.0857
2021-04-20 14:30 | 4.2333 | 4.2333
2021-04-20 15:00 | 4.662 | 4.662
2021-04-20 15:30 | 4.7692 | 4.7692
2021-04-20 16:00 | 4.8763 | 4.8763
2021-04-20 16:30 | 4.9835 | 4.9835
2021-04-20 17:00 | 5.0907 | 5.0907
2021-04-20 17:30 | 5.305 | 5.305
2021-04-20 18:00 | 5.2514 | 5.2514
2021-04-20 18:30 | 5.0907 | 5.0907
2021-04-20 19:00 | 5.0907 | 5.0907
2021-04-20 19:30 | 4.8227 | 4.8227
2021-04-20 20:00 | 4.4203 | 4.4203
2021-04-20 20:30 | 4.1261 | 4.1261
2021-04-20 21:00 | 3.8046 | 3.8046
2021-04-20 21:30 | 3.5903 | 3.5903
2021-04-20 22:00 | 3.3759 | 3.3759
2021-04-20 22:30 | 3.108 | 3.108
2021-04-20 23:00 | 2.8401 | 2.8401
2021-04-20 23:30 | 2.7329 | 2.7329
2021-04-21 | 2.6257 | 2.6257
2021-04-21 00:30 | 2.5721 | 2.5721
2021-04-21 01:00 | 2.465 | 2.465
2021-04-21 01:30 | 2.3578 | 2.3578
2021-04-21 02:00 | 2.3042 | 2.3042
2021-04-21 02:30 | 2.3042 | 2.3042
2021-04-21 03:00 | 2.2506 | 2.2506
2021-04-21 03:30 | 2.3042 | 2.3042
2021-04-21 04:00 | 2.2506 | 2.2506
2021-04-21 04:30 | 2.4114 | 2.4114
2021-04-21 05:00 | 2.3042 | 2.3042
2021-04-21 05:30 | 2.5185 | 2.5185
2021-04-21 06:00 | 2.5721 | 2.5721
2021-04-21 06:30 | 2.7329 | 2.7329
2021-04-21 07:00 | 2.7865 | 2.7865
2021-04-21 07:30 | 2.9472 | 2.9472
2021-04-21 08:00 | 2.9472 | 2.9472
2021-04-21 08:30 | 3.0544 | 3.0544
2021-04-21 09:00 | 3.0544 | 3.0544
2021-04-21 09:30 | 3.0008 | 3.0008
2021-04-21 10:00 | 3.3759 | 3.3759
2021-04-21 10:30 | 3.2152 | 3.2152
2021-04-21 11:00 | 3.5903 | 3.5903
2021-04-21 11:30 | 3.3759 | 3.3759
2021-04-21 12:00 | 3.8046 | 3.8046
2021-04-21 12:30 | 3.8582 | 3.8582
2021-04-21 13:00 | 4.2333 | 4.2333
2021-04-21 13:30 | 4.3941 | 4.3941
2021-04-21 14:00 | 4.2333 | 4.2333
2021-04-21 14:30 | 4.5548 | 4.5548
2021-04-21 15:00 | 4.7156 | 4.7156
2021-04-21 15:30 | 4.662 | 4.662
2021-04-21 16:00 | 4.2333 | 4.2333
2021-04-21 16:30 | 4.0189 | 4.0189
2021-04-21 17:00 | 4.3405 | 4.3405
2021-04-21 17:30 | 4.4476 | 4.4476
2021-04-21 18:00 | 4.3405 | 4.3405
2021-04-21 18:30 | 4.5548 | 4.5548
2021-04-21 19:00 | 4.6084 | 4.6084
2021-04-21 19:30 | 4.5012 | 4.5012
2021-04-21 20:00 | 4.1797 | 4.1797
2021-04-21 20:30 | 4.0189 | 4.0189
2021-04-21 21:00 | 3.751 | 3.751
2021-04-21 21:30 | 3.5903 | 3.5903
2021-04-21 22:00 | 3.3223 | 3.3223
2021-04-21 22:30 | 3.0544 | 3.0544
2021-04-21 23:00 | 2.9472 | 2.9472
2021-04-21 23:30 | 2.8936 | 2.8936
2021-04-22 | 2.7865 | 2.7865
2021-04-22 00:30 | 2.7329 | 2.7329
2021-04-22 01:00 | 2.6257 | 2.6257
2021-04-22 01:30 | 2.5721 | 2.5721
2021-04-22 02:00 | 2.5185 | 2.5185
2021-04-22 02:30 | 2.5185 | 2.5185
2021-04-22 03:00 | 2.5185 | 2.5185
2021-04-22 03:30 | 2.6257 | 2.6257
2021-04-22 04:00 | 2.465 | 2.465
2021-04-22 04:30 | 2.5721 | 2.5721
2021-04-22 05:00 | 2.4114 | 2.4114
2021-04-22 05:30 | 2.6257 | 2.6257
2021-04-22 06:00 | 2.7865 | 2.7865
2021-04-22 06:30 | 2.9472 | 2.9472
2021-04-22 07:00 | 2.8401 | 2.8401
2021-04-22 07:30 | 3.0008 | 3.0008
2021-04-22 08:00 | 2.9472 | 2.9472
2021-04-22 08:30 | 2.8401 | 2.8401
2021-04-22 09:00 | 2.7865 | 2.7865
2021-04-22 09:30 | 2.8401 | 2.8401
2021-04-22 10:00 | 2.8401 | 2.8401
2021-04-22 10:30 | 2.5721 | 2.5721
2021-04-22 11:00 | 2.6793 | 2.6793
2021-04-22 11:30 | 2.8936 | 2.8936
2021-04-22 12:00 | 2.9472 | 2.9472
2021-04-22 12:30 | 3.108 | 3.108
2021-04-22 13:00 | 3.0544 | 3.0544
2021-04-22 13:30 | 3.2152 | 3.2152
2021-04-22 14:00 | 3.4108 | 3.4108
2021-04-22 14:30 | 3.3223 | 3.3223
2021-04-22 15:00 | 3.5903 | 3.5903
2021-04-22 15:30 | 3.751 | 3.751
2021-04-22 16:00 | 3.9654 | 3.9654
2021-04-22 16:30 | 4.0189 | 4.0189
2021-04-22 17:00 | 4.0725 | 4.0725
2021-04-22 17:30 | 4.0189 | 4.0189
2021-04-22 18:00 | 4.0725 | 4.0725
2021-04-22 18:30 | 4.2869 | 4.2869
2021-04-22 19:00 | 4.2869 | 4.2869
2021-04-22 19:30 | 4.1519 | 4.1519
2021-04-22 20:00 | 3.8397 | 3.8397
2021-04-22 20:30 | 3.6369 | 3.6369
2021-04-22 21:00 | 3.251 | 3.251
2021-04-22 21:30 | 3.2152 | 3.2152
2021-04-22 22:00 | 2.8401 | 2.8401
2021-04-22 22:30 | 2.7329 | 2.7329
2021-04-22 23:00 | 2.5185 | 2.5185
2021-04-22 23:30 | 2.465 | 2.465
2021-04-23 | 2.3042 | 2.3042
2021-04-23 00:30 | 2.197 | 2.197
2021-04-23 01:00 | 2.0899 | 2.0899
2021-04-23 01:30 | 1.9827 | 1.9827
2021-04-23 02:00 | 1.9827 | 1.9827
2021-04-23 02:30 | 1.9827 | 1.9827
2021-04-23 03:00 | 1.9827 | 1.9827
2021-04-23 03:30 | 1.8755 | 1.8755
2021-04-23 04:00 | 1.8755 | 1.8755
2021-04-23 04:30 | 1.9291 | 1.9291
2021-04-23 05:00 | 2.0899 | 2.0899
2021-04-23 05:30 | 2.197 | 2.197
2021-04-23 06:00 | 2.3578 | 2.3578
2021-04-23 06:30 | 2.6257 | 2.6257
2021-04-23 07:00 | 2.6257 | 2.6257
2021-04-23 07:30 | 2.6793 | 2.6793
2021-04-23 08:00 | 2.5185 | 2.5185
2021-04-23 08:30 | 2.6257 | 2.6257
2021-04-23 09:00 | 2.3578 | 2.3578
2021-04-23 09:30 | 0 | 0
2021-04-23 10:00 | 0 | 0
2021-04-23 10:30 | 0 | 0
2021-04-23 11:00 | 0 | 0
2021-04-23 11:30 | 0 | 0
2021-04-23 12:00 | 0 | 0
2021-04-23 12:30 | 0 | 0
2021-04-23 13:00 | 0 | 0
2021-04-23 13:30 | 0 | 0
2021-04-23 14:00 | 0 | 0
2021-04-23 14:30 | 0 | 0
2021-04-23 15:00 | 0 | 0
2021-04-23 15:30 | 0 | 0
2021-04-23 16:00 | 0 | 0
2021-04-23 16:30 | 0 | 0
2021-04-23 17:00 | 0 | 0
2021-04-23 17:30 | 0 | 0
2021-04-23 18:00 | 0 | 0
2021-04-23 18:30 | 0 | 0
2021-04-23 19:00 | 0 | 0
2021-04-23 19:30 | 0 | 0
2021-04-23 20:00 | 0 | 0
2021-04-23 20:30 | 0 | 0
2021-04-23 21:00 | 0 | 0
2021-04-23 21:30 | 0 | 0
2021-04-23 22:00 | 0 | 0
2021-04-23 22:30 | 0 | 0
2021-04-23 23:00 | 0 | 0
2021-04-23 23:30 | 0 | 0
2021-04-24 | 0 | 0
2021-04-24 00:30 | 0 | 0
2021-04-24 01:00 | 0 | 0
2021-04-24 01:30 | 0 | 0
2021-04-24 02:00 | 0 | 0
2021-04-24 02:30 | 0 | 0
2021-04-24 03:00 | 0 | 0
2021-04-24 03:30 | 0 | 0
2021-04-24 04:00 | 0 | 0
2021-04-24 04:30 | 0 | 0
2021-04-24 05:00 | 0 | 0
2021-04-24 05:30 | 0 | 0
2021-04-24 06:00 | 0 | 0
2021-04-24 06:30 | 0 | 0
2021-04-24 07:00 | 0 | 0
2021-04-24 07:30 | 0 | 0
2021-04-24 08:00 | 0 | 0
2021-04-24 08:30 | 0 | 0
2021-04-24 09:00 | 0 | 0
2021-04-24 09:30 | 0 | 0
2021-04-24 10:00 | 0 | 0
2021-04-24 10:30 | 2.4114 | 2.4114
2021-04-24 11:00 | 2.4114 | 2.4114
2021-04-24 11:30 | 2.4114 | 2.4114
2021-04-24 12:00 | 2.5185 | 2.5185
2021-04-24 12:30 | 2.5185 | 2.5185
2021-04-24 13:00 | 2.7329 | 2.7329
2021-04-24 13:30 | 2.8401 | 2.8401
2021-04-24 14:00 | 2.7329 | 2.7329
2021-04-24 14:30 | 3.0544 | 3.0544
2021-04-24 15:00 | 3.2687 | 3.2687
2021-04-24 15:30 | 3.4137 | 3.4137
2021-04-24 16:00 | 3.4295 | 3.4295
2021-04-24 16:30 | 3.5903 | 3.5903
2021-04-24 17:00 | 3.8582 | 3.8582
2021-04-24 17:30 | 3.8046 | 3.8046
2021-04-24 18:00 | 3.8582 | 3.8582
2021-04-24 18:30 | 3.9654 | 3.9654
2021-04-24 19:00 | 4.1261 | 4.1261
2021-04-24 19:30 | 3.9118 | 3.9118
2021-04-24 20:00 | 3.6974 | 3.6974
2021-04-24 20:30 | 3.8046 | 3.8046
2021-04-24 21:00 | 3.4831 | 3.4831
2021-04-24 21:30 | 3.3759 | 3.3759
2021-04-24 22:00 | 3.108 | 3.108
2021-04-24 22:30 | 3.0544 | 3.0544
2021-04-24 23:00 | 2.9472 | 2.9472
2021-04-24 23:30 | 2.8401 | 2.8401
2021-04-25 | 2.6257 | 2.6257
2021-04-25 00:30 | 2.5721 | 2.5721
2021-04-25 01:00 | 2.5721 | 2.5721
2021-04-25 01:30 | 2.3578 | 2.3578
2021-04-25 02:00 | 2.3578 | 2.3578
2021-04-25 02:30 | 2.2506 | 2.2506
2021-04-25 03:00 | 2.3578 | 2.3578
2021-04-25 03:30 | 2.197 | 2.197
2021-04-25 04:00 | 2.197 | 2.197
2021-04-25 04:30 | 2.1434 | 2.1434
2021-04-25 05:00 | 2.2506 | 2.2506
2021-04-25 05:30 | 2.3042 | 2.3042
2021-04-25 06:00 | 2.197 | 2.197
2021-04-25 06:30 | 2.2506 | 2.2506
2021-04-25 07:00 | 2.3042 | 2.3042
2021-04-25 07:30 | 2.3042 | 2.3042
2021-04-25 08:00 | 2.3042 | 2.3042
2021-04-25 08:30 | 2.3042 | 2.3042
2021-04-25 09:00 | 2.3578 | 2.3578
2021-04-25 09:30 | 2.197 | 2.197
2021-04-25 10:00 | 2.1434 | 2.1434
2021-04-25 10:30 | 2.3042 | 2.3042
2021-04-25 11:00 | 2.465 | 2.465
2021-04-25 11:30 | 2.5185 | 2.5185
2021-04-25 12:00 | 2.465 | 2.465
2021-04-25 12:30 | 2.7865 | 2.7865
2021-04-25 13:00 | 2.8936 | 2.8936
2021-04-25 13:30 | 3.0008 | 3.0008
2021-04-25 14:00 | 3.2687 | 3.2687
2021-04-25 14:30 | 3.4831 | 3.4831
2021-04-25 15:00 | 3.4831 | 3.4831
2021-04-25 15:30 | 3.751 | 3.751
2021-04-25 16:00 | 3.9654 | 3.9654
2021-04-25 16:30 | 4.0189 | 4.0189
2021-04-25 17:00 | 4.0725 | 4.0725
2021-04-25 17:30 | 4.2333 | 4.2333
2021-04-25 18:00 | 4.3405 | 4.3405
2021-04-25 18:30 | 4.4476 | 4.4476
2021-04-25 19:00 | 4.5548 | 4.5548
2021-04-25 19:30 | 4.3405 | 4.3405
2021-04-25 20:00 | 4.2333 | 4.2333
2021-04-25 20:30 | 3.9654 | 3.9654
2021-04-25 21:00 | 3.8046 | 3.8046
2021-04-25 21:30 | 3.6974 | 3.6974
2021-04-25 22:00 | 3.3759 | 3.3759
2021-04-25 22:30 | 3.0544 | 3.0544
2021-04-25 23:00 | 2.8401 | 2.8401
2021-04-25 23:30 | 2.7329 | 2.7329
2021-04-26 | 2.6793 | 2.6793
2021-04-26 00:30 | 2.5721 | 2.5721
2021-04-26 01:00 | 2.5721 | 2.5721
2021-04-26 01:30 | 2.3042 | 2.3042
2021-04-26 02:00 | 2.3578 | 2.3578
2021-04-26 02:30 | 2.2506 | 2.2506
2021-04-26 03:00 | 2.3042 | 2.3042
2021-04-26 03:30 | 2.2506 | 2.2506
2021-04-26 04:00 | 2.197 | 2.197
2021-04-26 04:30 | 2.3042 | 2.3042
2021-04-26 05:00 | 2.3578 | 2.3578
2021-04-26 05:30 | 2.3578 | 2.3578
2021-04-26 06:00 | 2.465 | 2.465
2021-04-26 06:30 | 2.4114 | 2.4114
2021-04-26 07:00 | 2.6257 | 2.6257
2021-04-26 07:30 | 2.5185 | 2.5185
2021-04-26 08:00 | 2.7329 | 2.7329
2021-04-26 08:30 | 2.6257 | 2.6257
2021-04-26 09:00 | 2.5185 | 2.5185
2021-04-26 09:30 | 2.9472 | 2.9472
2021-04-26 10:00 | 2.8401 | 2.8401
2021-04-26 10:30 | 2.6793 | 2.6793
2021-04-26 11:00 | 2.6257 | 2.6257
2021-04-26 11:30 | 2.8401 | 2.8401
2021-04-26 12:00 | 2.8936 | 2.8936
2021-04-26 12:30 | 3.0008 | 3.0008
2021-04-26 13:00 | 3.4831 | 3.4831
2021-04-26 13:30 | 3.4295 | 3.4295
2021-04-26 14:00 | 3.4295 | 3.4295
2021-04-26 14:30 | 3.6974 | 3.6974
2021-04-26 15:00 | 4.0189 | 4.0189
2021-04-26 15:30 | 4.2333 | 4.2333
2021-04-26 16:00 | 4.3941 | 4.3941
2021-04-26 16:30 | 4.5548 | 4.5548
2021-04-26 17:00 | 4.662 | 4.662
2021-04-26 17:30 | 4.6084 | 4.6084
2021-04-26 18:00 | 4.6084 | 4.6084
2021-04-26 18:30 | 4.8227 | 4.8227
2021-04-26 19:00 | 4.9835 | 4.9835
2021-04-26 19:30 | 4.8763 | 4.8763
2021-04-26 20:00 | 4.5548 | 4.5548
2021-04-26 20:30 | 4.3405 | 4.3405
2021-04-26 21:00 | 4.0189 | 4.0189
2021-04-26 21:30 | 3.9654 | 3.9654
2021-04-26 22:00 | 3.5903 | 3.5903
2021-04-26 22:30 | 3.4295 | 3.4295
2021-04-26 23:00 | 3.2687 | 3.2687
2021-04-26 23:30 | 3.0544 | 3.0544
2021-04-27 | 2.9472 | 2.9472
2021-04-27 00:30 | 2.9472 | 2.9472
2021-04-27 01:00 | 2.8401 | 2.8401
2021-04-27 01:30 | 2.6793 | 2.6793
2021-04-27 02:00 | 2.7329 | 2.7329
2021-04-27 02:30 | 2.5185 | 2.5185
2021-04-27 03:00 | 2.6257 | 2.6257
2021-04-27 03:30 | 2.465 | 2.465
2021-04-27 04:00 | 2.3578 | 2.3578
2021-04-27 04:30 | 2.465 | 2.465
2021-04-27 05:00 | 2.5185 | 2.5185
2021-04-27 05:30 | 2.5185 | 2.5185
2021-04-27 06:00 | 2.7329 | 2.7329
2021-04-27 06:30 | 2.8401 | 2.8401
2021-04-27 07:00 | 2.8936 | 2.8936
2021-04-27 07:30 | 2.9472 | 2.9472
2021-04-27 08:00 | 2.9472 | 2.9472
2021-04-27 08:30 | 3.0544 | 3.0544
2021-04-27 09:00 | 2.9472 | 2.9472
2021-04-27 09:30 | 2.7865 | 2.7865
2021-04-27 10:00 | 2.8401 | 2.8401
2021-04-27 10:30 | 2.9472 | 2.9472
2021-04-27 11:00 | 2.7865 | 2.7865
2021-04-27 11:30 | 2.9472 | 2.9472
2021-04-27 12:00 | 3.3759 | 3.3759
2021-04-27 12:30 | 3.0544 | 3.0544
2021-04-27 13:00 | 3.1616 | 3.1616
2021-04-27 13:30 | 3.4831 | 3.4831
2021-04-27 14:00 | 3.4831 | 3.4831
2021-04-27 14:30 | 3.6438 | 3.6438
2021-04-27 15:00 | 3.751 | 3.751
2021-04-27 15:30 | 4.1261 | 4.1261
2021-04-27 16:00 | 4.2333 | 4.2333
2021-04-27 16:30 | 4.1261 | 4.1261
2021-04-27 17:00 | 4.1797 | 4.1797
2021-04-27 17:30 | 4.3405 | 4.3405
2021-04-27 18:00 | 4.2869 | 4.2869
2021-04-27 18:30 | 4.5012 | 4.5012
2021-04-27 19:00 | 4.5012 | 4.5012
2021-04-27 19:30 | 4.3405 | 4.3405
2021-04-27 20:00 | 4.0189 | 4.0189
2021-04-27 20:30 | 3.8582 | 3.8582
2021-04-27 21:00 | 3.5383 | 3.5383
2021-04-27 21:30 | 3.5367 | 3.5367
2021-04-27 22:00 | 3.1616 | 3.1616
2021-04-27 22:30 | 2.9472 | 2.9472
2021-04-27 23:00 | 2.8401 | 2.8401
2021-04-27 23:30 | 2.6793 | 2.6793
2021-04-28 | 2.4114 | 2.4114
2021-04-28 00:30 | 2.3578 | 2.3578
2021-04-28 01:00 | 2.2506 | 2.2506
2021-04-28 01:30 | 2.2506 | 2.2506
2021-04-28 02:00 | 2.0899 | 2.0899
2021-04-28 02:30 | 2.1434 | 2.1434
2021-04-28 03:00 | 1.9827 | 1.9827
2021-04-28 03:30 | 2.0899 | 2.0899
2021-04-28 04:00 | 1.9827 | 1.9827
2021-04-28 04:30 | 2.0363 | 2.0363
2021-04-28 05:00 | 2.197 | 2.197
2021-04-28 05:30 | 2.3042 | 2.3042
2021-04-28 06:00 | 2.4114 | 2.4114
2021-04-28 06:30 | 2.5185 | 2.5185
2021-04-28 07:00 | 2.5185 | 2.5185
2021-04-28 07:30 | 2.6793 | 2.6793
2021-04-28 08:00 | 2.6793 | 2.6793
2021-04-28 08:30 | 2.5185 | 2.5185
2021-04-28 09:00 | 2.6257 | 2.6257
2021-04-28 09:30 | 2.465 | 2.465
2021-04-28 10:00 | 2.6257 | 2.6257
2021-04-28 10:30 | 2.465 | 2.465
2021-04-28 11:00 | 2.5721 | 2.5721
2021-04-28 11:30 | 2.6793 | 2.6793
2021-04-28 12:00 | 2.6793 | 2.6793
2021-04-28 12:30 | 2.7329 | 2.7329
2021-04-28 13:00 | 2.8401 | 2.8401
2021-04-28 13:30 | 2.9472 | 2.9472
2021-04-28 14:00 | 2.9472 | 2.9472
2021-04-28 14:30 | 3.108 | 3.108
2021-04-28 15:00 | 3.3223 | 3.3223
2021-04-28 15:30 | 3.4831 | 3.4831
2021-04-28 16:00 | 3.6974 | 3.6974
2021-04-28 16:30 | 3.9654 | 3.9654
2021-04-28 17:00 | 3.9118 | 3.9118
2021-04-28 17:30 | 3.8582 | 3.8582
2021-04-28 18:00 | 3.9654 | 3.9654
2021-04-28 18:30 | 4.0189 | 4.0189
2021-04-28 19:00 | 4.2333 | 4.2333
2021-04-28 19:30 | 3.8582 | 3.8582
2021-04-28 20:00 | 3.6438 | 3.6438
2021-04-28 20:30 | 3.4345 | 3.4345
2021-04-28 21:00 | 3.2405 | 3.2405
2021-04-28 21:30 | 3.1616 | 3.1616
2021-04-28 22:00 | 2.9472 | 2.9472
2021-04-28 22:30 | 2.7865 | 2.7865
2021-04-28 23:00 | 2.5185 | 2.5185
2021-04-28 23:30 | 2.4114 | 2.4114
2021-04-29 | 2.2506 | 2.2506
2021-04-29 00:30 | 2.2506 | 2.2506
2021-04-29 01:00 | 2.197 | 2.197
2021-04-29 01:30 | 2.0363 | 2.0363
2021-04-29 02:00 | 1.9827 | 1.9827
2021-04-29 02:30 | 2.0899 | 2.0899
2021-04-29 03:00 | 1.9827 | 1.9827
2021-04-29 03:30 | 1.9827 | 1.9827
2021-04-29 04:00 | 1.9291 | 1.9291
2021-04-29 04:30 | 2.0363 | 2.0363
2021-04-29 05:00 | 2.1434 | 2.1434
2021-04-29 05:30 | 2.2506 | 2.2506
2021-04-29 06:00 | 2.3578 | 2.3578
2021-04-29 06:30 | 2.5721 | 2.5721
2021-04-29 07:00 | 2.465 | 2.465
2021-04-29 07:30 | 2.6257 | 2.6257
2021-04-29 08:00 | 2.7329 | 2.7329
2021-04-29 08:30 | 2.7329 | 2.7329
2021-04-29 09:00 | 2.5721 | 2.5721
2021-04-29 09:30 | 2.3042 | 2.3042
2021-04-29 10:00 | 2.4114 | 2.4114
2021-04-29 10:30 | 2.3578 | 2.3578
2021-04-29 11:00 | 2.3578 | 2.3578
2021-04-29 11:30 | 2.4114 | 2.4114
2021-04-29 12:00 | 2.7329 | 2.7329
2021-04-29 12:30 | 2.8936 | 2.8936
2021-04-29 13:00 | 2.6257 | 2.6257
2021-04-29 13:30 | 2.9472 | 2.9472
2021-04-29 14:00 | 2.9472 | 2.9472
2021-04-29 14:30 | 2.8401 | 2.8401
2021-04-29 15:00 | 3.1616 | 3.1616
2021-04-29 15:30 | 3.4295 | 3.4295
2021-04-29 16:00 | 3.4295 | 3.4295
2021-04-29 16:30 | 3.4295 | 3.4295
2021-04-29 17:00 | 3.5903 | 3.5903
2021-04-29 17:30 | 3.9654 | 3.9654
2021-04-29 18:00 | 3.9654 | 3.9654
2021-04-29 18:30 | 4.0725 | 4.0725
2021-04-29 19:00 | 4.1261 | 4.1261
2021-04-29 19:30 | 3.9118 | 3.9118
2021-04-29 20:00 | 3.6438 | 3.6438
2021-04-29 20:30 | 3.4295 | 3.4295
2021-04-29 21:00 | 3.2152 | 3.2152
2021-04-29 21:30 | 3.105 | 3.105
2021-04-29 22:00 | 2.7329 | 2.7329
2021-04-29 22:30 | 2.6257 | 2.6257
2021-04-29 23:00 | 2.465 | 2.465
2021-04-29 23:30 | 2.4114 | 2.4114
2021-04-30 | 2.2506 | 2.2506
2021-04-30 00:30 | 2.197 | 2.197
2021-04-30 01:00 | 2.0899 | 2.0899
2021-04-30 01:30 | 2.197 | 2.197
2021-04-30 02:00 | 2.0899 | 2.0899
2021-04-30 02:30 | 2.0363 | 2.0363
2021-04-30 03:00 | 1.9291 | 1.9291
2021-04-30 03:30 | 1.9827 | 1.9827
2021-04-30 04:00 | 1.9827 | 1.9827
2021-04-30 04:30 | 1.9827 | 1.9827
2021-04-30 05:00 | 2.0899 | 2.0899
2021-04-30 05:30 | 2.2506 | 2.2506
2021-04-30 06:00 | 2.3042 | 2.3042
2021-04-30 06:30 | 2.5185 | 2.5185
2021-04-30 07:00 | 2.5185 | 2.5185
2021-04-30 07:30 | 2.8401 | 2.8401
2021-04-30 08:00 | 2.7865 | 2.7865
2021-04-30 08:30 | 2.7329 | 2.7329
2021-04-30 09:00 | 2.5185 | 2.5185
2021-04-30 09:30 | 2.5185 | 2.5185
2021-04-30 10:00 | 2.4114 | 2.4114
2021-04-30 10:30 | 2.4114 | 2.4114
2021-04-30 11:00 | 2.6257 | 2.6257
2021-04-30 11:30 | 2.7329 | 2.7329
2021-04-30 12:00 | 2.7329 | 2.7329
2021-04-30 12:30 | 2.6793 | 2.6793
2021-04-30 13:00 | 2.8936 | 2.8936
2021-04-30 13:30 | 3.0544 | 3.0544
2021-04-30 14:00 | 3.108 | 3.108
2021-04-30 14:30 | 3.1616 | 3.1616
2021-04-30 15:00 | 3.3759 | 3.3759
2021-04-30 15:30 | 3.6438 | 3.6438
2021-04-30 16:00 | 3.4295 | 3.4295
2021-04-30 16:30 | 3.9118 | 3.9118
2021-04-30 17:00 | 4.0189 | 4.0189
2021-04-30 17:30 | 3.9118 | 3.9118
2021-04-30 18:00 | 3.6974 | 3.6974
2021-04-30 18:30 | 4.0189 | 4.0189
2021-04-30 19:00 | 4.0189 | 4.0189
2021-04-30 19:30 | 3.751 | 3.751
2021-04-30 20:00 | 3.4831 | 3.4831
2021-04-30 20:30 | 3.3759 | 3.3759
2021-04-30 21:00 | 3.1616 | 3.1616
2021-04-30 21:30 | 3.0544 | 3.0544
2021-04-30 22:00 | 2.8401 | 2.8401
2021-04-30 22:30 | 2.7329 | 2.7329
2021-04-30 23:00 | 2.5185 | 2.5185
2021-04-30 23:30 | 2.4114 | 2.4114
2021-05-01 | 2.4114 | 2.4114
2021-05-01 00:30 | 2.3578 | 2.3578
2021-05-01 01:00 | 2.197 | 2.197
2021-05-01 01:30 | 2.197 | 2.197
2021-05-01 02:00 | 2.0899 | 2.0899
2021-05-01 02:30 | 2.197 | 2.197
2021-05-01 03:00 | 2.0363 | 2.0363
2021-05-01 03:30 | 2.0899 | 2.0899
2021-05-01 04:00 | 1.9827 | 1.9827
2021-05-01 04:30 | 2.0899 | 2.0899
2021-05-01 05:00 | 2.0363 | 2.0363
2021-05-01 05:30 | 2.0899 | 2.0899
2021-05-01 06:00 | 2.3042 | 2.3042
2021-05-01 06:30 | 2.3042 | 2.3042
2021-05-01 07:00 | 2.3042 | 2.3042
2021-05-01 07:30 | 2.2506 | 2.2506
2021-05-01 08:00 | 2.3578 | 2.3578
2021-05-01 08:30 | 2.4114 | 2.4114
2021-05-01 09:00 | 2.3255 | 2.3255
2021-05-01 09:30 | 2.3042 | 2.3042
2021-05-01 10:00 | 2.4114 | 2.4114
2021-05-01 10:30 | 2.4114 | 2.4114
2021-05-01 11:00 | 2.3042 | 2.3042
2021-05-01 11:30 | 2.4114 | 2.4114
2021-05-01 12:00 | 2.3578 | 2.3578
2021-05-01 12:30 | 2.5185 | 2.5185
2021-05-01 13:00 | 2.465 | 2.465
2021-05-01 13:30 | 2.6793 | 2.6793
2021-05-01 14:00 | 2.9472 | 2.9472
2021-05-01 14:30 | 2.9472 | 2.9472
2021-05-01 15:00 | 3.0544 | 3.0544
2021-05-01 15:30 | 3.1616 | 3.1616
2021-05-01 16:00 | 3.5903 | 3.5903
2021-05-01 16:30 | 3.5903 | 3.5903
2021-05-01 17:00 | 3.5903 | 3.5903
2021-05-01 17:30 | 3.751 | 3.751
2021-05-01 18:00 | 3.8582 | 3.8582
2021-05-01 18:30 | 3.9654 | 3.9654
2021-05-01 19:00 | 3.9118 | 3.9118
2021-05-01 19:30 | 3.6974 | 3.6974
2021-05-01 20:00 | 3.4831 | 3.4831
2021-05-01 20:30 | 3.1616 | 3.1616
2021-05-01 21:00 | 3.0544 | 3.0544
2021-05-01 21:30 | 3.0544 | 3.0544
2021-05-01 22:00 | 2.8401 | 2.8401
2021-05-01 22:30 | 2.6257 | 2.6257
2021-05-01 23:00 | 2.465 | 2.465
2021-05-01 23:30 | 2.3578 | 2.3578
2021-05-02 | 2.465 | 2.465
2021-05-02 00:30 | 2.4114 | 2.4114
2021-05-02 01:00 | 2.3042 | 2.3042
2021-05-02 01:30 | 2.1434 | 2.1434
2021-05-02 02:00 | 2.197 | 2.197
2021-05-02 02:30 | 2.1434 | 2.1434
2021-05-02 03:00 | 2.0899 | 2.0899
2021-05-02 03:30 | 2.0363 | 2.0363
2021-05-02 04:00 | 2.0899 | 2.0899
2021-05-02 04:30 | 1.9827 | 1.9827
2021-05-02 05:00 | 1.9827 | 1.9827
2021-05-02 05:30 | 2.197 | 2.197
2021-05-02 06:00 | 2.197 | 2.197
2021-05-02 06:30 | 2.197 | 2.197
2021-05-02 07:00 | 2.1434 | 2.1434
2021-05-02 07:30 | 2.197 | 2.197
2021-05-02 08:00 | 2.2506 | 2.2506
2021-05-02 08:30 | 2.3578 | 2.3578
2021-05-02 09:00 | 2.4114 | 2.4114
2021-05-02 09:30 | 2.3663 | 2.3663
2021-05-02 10:00 | 2.2506 | 2.2506
2021-05-02 10:30 | 2.465 | 2.465
2021-05-02 11:00 | 2.4114 | 2.4114
2021-05-02 11:30 | 2.6257 | 2.6257
2021-05-02 12:00 | 2.6793 | 2.6793
2021-05-02 12:30 | 2.7329 | 2.7329
2021-05-02 13:00 | 3.1616 | 3.1616
2021-05-02 13:30 | 3.3759 | 3.3759
2021-05-02 14:00 | 3.0544 | 3.0544
2021-05-02 14:30 | 3.2687 | 3.2687
2021-05-02 15:00 | 3.3759 | 3.3759
2021-05-02 15:30 | 3.2687 | 3.2687
2021-05-02 16:00 | 3.4295 | 3.4295
2021-05-02 16:30 | 3.8046 | 3.8046
2021-05-02 17:00 | 3.6438 | 3.6438
2021-05-02 17:30 | 3.9118 | 3.9118
2021-05-02 18:00 | 3.9118 | 3.9118
2021-05-02 18:30 | 3.9118 | 3.9118
2021-05-02 19:00 | 3.9118 | 3.9118
2021-05-02 19:30 | 3.8046 | 3.8046
2021-05-02 20:00 | 3.5903 | 3.5903
2021-05-02 20:30 | 3.2152 | 3.2152
2021-05-02 21:00 | 3.0544 | 3.0544
2021-05-02 21:30 | 3.0544 | 3.0544
2021-05-02 22:00 | 2.7865 | 2.7865
2021-05-02 22:30 | 2.5185 | 2.5185
2021-05-02 23:00 | 2.4114 | 2.4114
2021-05-02 23:30 | 2.3042 | 2.3042
2021-05-03 | 2.2506 | 2.2506
2021-05-03 00:30 | 2.1434 | 2.1434
2021-05-03 01:00 | 2.0899 | 2.0899
2021-05-03 01:30 | 2.1434 | 2.1434
2021-05-03 02:00 | 2.0899 | 2.0899
2021-05-03 02:30 | 1.9827 | 1.9827
2021-05-03 03:00 | 1.9827 | 1.9827
2021-05-03 03:30 | 1.9827 | 1.9827
2021-05-03 04:00 | 1.9827 | 1.9827
2021-05-03 04:30 | 1.8755 | 1.8755
2021-05-03 05:00 | 2.0363 | 2.0363
2021-05-03 05:30 | 2.1434 | 2.1434
2021-05-03 06:00 | 2.0899 | 2.0899
2021-05-03 06:30 | 2.0899 | 2.0899
2021-05-03 07:00 | 2.3042 | 2.3042
2021-05-03 07:30 | 2.197 | 2.197
2021-05-03 08:00 | 2.3042 | 2.3042
2021-05-03 08:30 | 2.4114 | 2.4114
2021-05-03 09:00 | 2.4114 | 2.4114
2021-05-03 09:30 | 2.4114 | 2.4114
2021-05-03 10:00 | 2.3042 | 2.3042
2021-05-03 10:30 | 2.4995 | 2.4995
2021-05-03 11:00 | 2.3042 | 2.3042
2021-05-03 11:30 | 2.5185 | 2.5185
2021-05-03 12:00 | 2.5721 | 2.5721
2021-05-03 12:30 | 2.8936 | 2.8936
2021-05-03 13:00 | 2.9472 | 2.9472
2021-05-03 13:30 | 2.8936 | 2.8936
2021-05-03 14:00 | 3.0008 | 3.0008
2021-05-03 14:30 | 3.2687 | 3.2687
2021-05-03 15:00 | 3.4832 | 3.4832
2021-05-03 15:30 | 3.4295 | 3.4295
2021-05-03 16:00 | 3.751 | 3.751
2021-05-03 16:30 | 4.0189 | 4.0189
2021-05-03 17:00 | 4.1797 | 4.1797
2021-05-03 17:30 | 4.0725 | 4.0725
2021-05-03 18:00 | 4.2333 | 4.2333
2021-05-03 18:30 | 4.2869 | 4.2869
2021-05-03 19:00 | 4.4476 | 4.4476
2021-05-03 19:30 | 4.0725 | 4.0725
2021-05-03 20:00 | 3.8046 | 3.8046
2021-05-03 20:30 | 3.4831 | 3.4831
2021-05-03 21:00 | 3.2687 | 3.2687
2021-05-03 21:30 | 3.2152 | 3.2152
2021-05-03 22:00 | 3.0008 | 3.0008
2021-05-03 22:30 | 2.8401 | 2.8401
2021-05-03 23:00 | 2.5185 | 2.5185
2021-05-03 23:30 | 2.465 | 2.465
2021-05-04 | 2.4114 | 2.4114
2021-05-04 00:30 | 2.3042 | 2.3042
2021-05-04 01:00 | 2.2506 | 2.2506
2021-05-04 01:30 | 2.197 | 2.197
2021-05-04 02:00 | 2.197 | 2.197
2021-05-04 02:30 | 2.197 | 2.197
2021-05-04 03:00 | 2.0899 | 2.0899
2021-05-04 03:30 | 1.9827 | 1.9827
2021-05-04 04:00 | 2.1434 | 2.1434
2021-05-04 04:30 | 2.1434 | 2.1434
2021-05-04 05:00 | 2.197 | 2.197
2021-05-04 05:30 | 2.3042 | 2.3042
2021-05-04 06:00 | 2.5721 | 2.5721
2021-05-04 06:30 | 2.5185 | 2.5185
2021-05-04 07:00 | 2.5721 | 2.5721
2021-05-04 07:30 | 2.8874 | 2.8874
2021-05-04 08:00 | 2.8401 | 2.8401
2021-05-04 08:30 | 2.6947 | 2.6947
2021-05-04 09:00 | 2.7329 | 2.7329
2021-05-04 09:30 | 2.7329 | 2.7329
2021-05-04 10:00 | 2.6793 | 2.6793
2021-05-04 10:30 | 2.6257 | 2.6257
2021-05-04 11:00 | 2.7329 | 2.7329
2021-05-04 11:30 | 3.1616 | 3.1616
2021-05-04 12:00 | 3.0544 | 3.0544
2021-05-04 12:30 | 2.9472 | 2.9472
2021-05-04 13:00 | 3.0544 | 3.0544
2021-05-04 13:30 | 3.2152 | 3.2152
2021-05-04 14:00 | 3.1616 | 3.1616
2021-05-04 14:30 | 3.4295 | 3.4295
2021-05-04 15:00 | 3.4295 | 3.4295
2021-05-04 15:30 | 3.6438 | 3.6438
2021-05-04 16:00 | 3.6974 | 3.6974
2021-05-04 16:30 | 3.9654 | 3.9654
2021-05-04 17:00 | 4.0725 | 4.0725
2021-05-04 17:30 | 4.0189 | 4.0189
2021-05-04 18:00 | 4.0725 | 4.0725
2021-05-04 18:30 | 4.1261 | 4.1261
2021-05-04 19:00 | 4.3405 | 4.3405
2021-05-04 19:30 | 4.1797 | 4.1797
2021-05-04 20:00 | 3.6974 | 3.6974
2021-05-04 20:30 | 3.5903 | 3.5903
2021-05-04 21:00 | 3.2687 | 3.2687
2021-05-04 21:30 | 3.2687 | 3.2687
2021-05-04 22:00 | 2.9472 | 2.9472
2021-05-04 22:30 | 2.6257 | 2.6257
2021-05-04 23:00 | 2.6257 | 2.6257
2021-05-04 23:30 | 2.3042 | 2.3042
2021-05-05 | 2.2506 | 2.2506
2021-05-05 00:30 | 2.0899 | 2.0899
2021-05-05 01:00 | 2.1434 | 2.1434
2021-05-05 01:30 | 2.1434 | 2.1434
2021-05-05 02:00 | 1.9827 | 1.9827
2021-05-05 02:30 | 1.9827 | 1.9827
2021-05-05 03:00 | 2.0899 | 2.0899
2021-05-05 03:30 | 2.0363 | 2.0363
2021-05-05 04:00 | 1.9827 | 1.9827
2021-05-05 04:30 | 2.1382 | 2.1382
2021-05-05 05:00 | 2.197 | 2.197
2021-05-05 05:30 | 2.197 | 2.197
2021-05-05 06:00 | 2.3042 | 2.3042
2021-05-05 06:30 | 2.4114 | 2.4114
2021-05-05 07:00 | 2.465 | 2.465
2021-05-05 07:30 | 2.6257 | 2.6257
2021-05-05 08:00 | 2.7329 | 2.7329
2021-05-05 08:30 | 2.6257 | 2.6257
2021-05-05 09:00 | 2.5185 | 2.5185
2021-05-05 09:30 | 2.5185 | 2.5185
2021-05-05 10:00 | 2.4114 | 2.4114
2021-05-05 10:30 | 2.4114 | 2.4114
2021-05-05 11:00 | 2.3578 | 2.3578
2021-05-05 11:30 | 2.465 | 2.465
2021-05-05 12:00 | 2.4114 | 2.4114
2021-05-05 12:30 | 2.465 | 2.465
2021-05-05 13:00 | 2.6257 | 2.6257
2021-05-05 13:30 | 2.6257 | 2.6257
2021-05-05 14:00 | 2.7329 | 2.7329
2021-05-05 14:30 | 2.8936 | 2.8936
2021-05-05 15:00 | 3.1616 | 3.1616
2021-05-05 15:30 | 3.3223 | 3.3223
2021-05-05 16:00 | 3.4831 | 3.4831
2021-05-05 16:30 | 3.5903 | 3.5903
2021-05-05 17:00 | 3.5903 | 3.5903
2021-05-05 17:30 | 3.5903 | 3.5903
2021-05-05 18:00 | 3.6974 | 3.6974
2021-05-05 18:30 | 3.8046 | 3.8046
2021-05-05 19:00 | 3.8582 | 3.8582
2021-05-05 19:30 | 3.6438 | 3.6438
2021-05-05 20:00 | 3.4831 | 3.4831
2021-05-05 20:30 | 3.3223 | 3.3223
2021-05-05 21:00 | 2.9472 | 2.9472
2021-05-05 21:30 | 2.8401 | 2.8401
2021-05-05 22:00 | 2.7329 | 2.7329
2021-05-05 22:30 | 2.465 | 2.465
2021-05-05 23:00 | 2.2506 | 2.2506
2021-05-05 23:30 | 2.0899 | 2.0899
2021-05-06 | 2.1434 | 2.1434
2021-05-06 00:30 | 1.9827 | 1.9827
2021-05-06 01:00 | 1.8755 | 1.8755
2021-05-06 01:30 | 1.8755 | 1.8755
2021-05-06 02:00 | 1.8755 | 1.8755
2021-05-06 02:30 | 1.7683 | 1.7683
2021-05-06 03:00 | 1.7683 | 1.7683
2021-05-06 03:30 | 1.7683 | 1.7683
2021-05-06 04:00 | 1.7683 | 1.7683
2021-05-06 04:30 | 1.8219 | 1.8219
2021-05-06 05:00 | 1.8755 | 1.8755
2021-05-06 05:30 | 1.9827 | 1.9827
2021-05-06 06:00 | 2.197 | 2.197
2021-05-06 06:30 | 2.4114 | 2.4114
2021-05-06 07:00 | 2.4114 | 2.4114
2021-05-06 07:30 | 2.6257 | 2.6257
2021-05-06 08:00 | 2.465 | 2.465
2021-05-06 08:30 | 2.4114 | 2.4114
2021-05-06 09:00 | 2.2506 | 2.2506
2021-05-06 09:30 | 2.0363 | 2.0363
2021-05-06 10:00 | 2.3578 | 2.3578
2021-05-06 10:30 | 2.3042 | 2.3042
2021-05-06 11:00 | 1.9827 | 1.9827
2021-05-06 11:30 | 2.0363 | 2.0363
2021-05-06 12:00 | 2.0899 | 2.0899
2021-05-06 12:30 | 1.7683 | 1.7683
2021-05-06 13:00 | 2.3042 | 2.3042
2021-05-06 13:30 | 2.0363 | 2.0363
2021-05-06 14:00 | 1.9827 | 1.9827
2021-05-06 14:30 | 2.0899 | 2.0899
2021-05-06 15:00 | 2.3042 | 2.3042
2021-05-06 15:30 | 2.5185 | 2.5185
2021-05-06 16:00 | 2.5185 | 2.5185
2021-05-06 16:30 | 2.8401 | 2.8401
2021-05-06 17:00 | 2.9472 | 2.9472
2021-05-06 17:30 | 3.0544 | 3.0544
2021-05-06 18:00 | 3.0008 | 3.0008
2021-05-06 18:30 | 3.2687 | 3.2687
2021-05-06 19:00 | 3.4295 | 3.4295
2021-05-06 19:30 | 3.2687 | 3.2687
2021-05-06 20:00 | 3.0645 | 3.0645
2021-05-06 20:30 | 2.7329 | 2.7329
2021-05-06 21:00 | 2.7329 | 2.7329
2021-05-06 21:30 | 2.6257 | 2.6257
2021-05-06 22:00 | 2.4114 | 2.4114
2021-05-06 22:30 | 2.2506 | 2.2506
2021-05-06 23:00 | 2.2506 | 2.2506
2021-05-06 23:30 | 2.0363 | 2.0363
2021-05-07 | 1.9291 | 1.9291
2021-05-07 00:30 | 1.8755 | 1.8755
2021-05-07 01:00 | 1.9291 | 1.9291
2021-05-07 01:30 | 1.7683 | 1.7683
2021-05-07 02:00 | 1.7683 | 1.7683
2021-05-07 02:30 | 1.7683 | 1.7683
2021-05-07 03:00 | 1.7683 | 1.7683
2021-05-07 03:30 | 1.7683 | 1.7683
2021-05-07 04:00 | 1.7683 | 1.7683
2021-05-07 04:30 | 1.7683 | 1.7683
2021-05-07 05:00 | 1.9827 | 1.9827
2021-05-07 05:30 | 2.0899 | 2.0899
2021-05-07 06:00 | 2.197 | 2.197
2021-05-07 06:30 | 2.4114 | 2.4114
2021-05-07 07:00 | 2.5185 | 2.5185
2021-05-07 07:30 | 2.7329 | 2.7329
2021-05-07 08:00 | 2.5721 | 2.5721
2021-05-07 08:30 | 2.4114 | 2.4114
2021-05-07 09:00 | 2.3042 | 2.3042
2021-05-07 09:30 | 2.197 | 2.197
2021-05-07 10:00 | 2.0363 | 2.0363
2021-05-07 10:30 | 1.9827 | 1.9827
2021-05-07 11:00 | 1.9291 | 1.9291
2021-05-07 11:30 | 1.9827 | 1.9827
2021-05-07 12:00 | 1.8755 | 1.8755
2021-05-07 12:30 | 1.9827 | 1.9827
2021-05-07 13:00 | 2.1434 | 2.1434
2021-05-07 13:30 | 2.197 | 2.197
2021-05-07 14:00 | 2.197 | 2.197
2021-05-07 14:30 | 2.3042 | 2.3042
2021-05-07 15:00 | 2.5185 | 2.5185
2021-05-07 15:30 | 2.7329 | 2.7329
2021-05-07 16:00 | 2.8401 | 2.8401
2021-05-07 16:30 | 3.0544 | 3.0544
2021-05-07 17:00 | 3.108 | 3.108
2021-05-07 17:30 | 3.108 | 3.108
2021-05-07 18:00 | 3.108 | 3.108
2021-05-07 18:30 | 3.4295 | 3.4295
2021-05-07 19:00 | 3.5004 | 3.5004
2021-05-07 19:30 | 3.3759 | 3.3759
2021-05-07 20:00 | 3.108 | 3.108
2021-05-07 20:30 | 3.108 | 3.108
2021-05-07 21:00 | 2.7865 | 2.7865
2021-05-07 21:30 | 2.7329 | 2.7329
2021-05-07 22:00 | 2.5185 | 2.5185
2021-05-07 22:30 | 2.5185 | 2.5185
2021-05-07 23:00 | 2.3042 | 2.3042
2021-05-07 23:30 | 2.2506 | 2.2506
2021-05-08 | 2.1434 | 2.1434
2021-05-08 00:30 | 2.0899 | 2.0899
2021-05-08 01:00 | 2.0899 | 2.0899
2021-05-08 01:30 | 1.8755 | 1.8755
2021-05-08 02:00 | 1.9827 | 1.9827
2021-05-08 02:30 | 1.8755 | 1.8755
2021-05-08 03:00 | 1.8219 | 1.8219
2021-05-08 03:30 | 1.8755 | 1.8755
2021-05-08 04:00 | 1.8219 | 1.8219
2021-05-08 04:30 | 1.8755 | 1.8755
2021-05-08 05:00 | 2.0363 | 2.0363
2021-05-08 05:30 | 2.0899 | 2.0899
2021-05-08 06:00 | 2.197 | 2.197
2021-05-08 06:30 | 2.3042 | 2.3042
2021-05-08 07:00 | 2.1434 | 2.1434
2021-05-08 07:30 | 2.2506 | 2.2506
2021-05-08 08:00 | 2.465 | 2.465
2021-05-08 08:30 | 2.4114 | 2.4114
2021-05-08 09:00 | 2.4114 | 2.4114
2021-05-08 09:30 | 2.2506 | 2.2506
2021-05-08 10:00 | 2.197 | 2.197
2021-05-08 10:30 | 2.6257 | 2.6257
2021-05-08 11:00 | 2.465 | 2.465
2021-05-08 11:30 | 2.0899 | 2.0899
2021-05-08 12:00 | 2.4114 | 2.4114
2021-05-08 12:30 | 2.1434 | 2.1434
2021-05-08 13:00 | 2.0363 | 2.0363
2021-05-08 13:30 | 2.465 | 2.465
2021-05-08 14:00 | 2.3578 | 2.3578
2021-05-08 14:30 | 2.6257 | 2.6257
2021-05-08 15:00 | 2.7865 | 2.7865
2021-05-08 15:30 | 2.8401 | 2.8401
2021-05-08 16:00 | 3.0544 | 3.0544
2021-05-08 16:30 | 3.0544 | 3.0544
2021-05-08 17:00 | 3.4831 | 3.4831
2021-05-08 17:30 | 3.3759 | 3.3759
2021-05-08 18:00 | 3.5903 | 3.5903
2021-05-08 18:30 | 3.6438 | 3.6438
2021-05-08 19:00 | 3.6974 | 3.6974
2021-05-08 19:30 | 3.4831 | 3.4831
2021-05-08 20:00 | 3.2687 | 3.2687
2021-05-08 20:30 | 3.1616 | 3.1616
2021-05-08 21:00 | 2.9472 | 2.9472
2021-05-08 21:30 | 2.9472 | 2.9472
2021-05-08 22:00 | 2.6257 | 2.6257
2021-05-08 22:30 | 2.465 | 2.465
2021-05-08 23:00 | 2.3578 | 2.3578
2021-05-08 23:30 | 2.197 | 2.197
2021-05-09 | 2.1434 | 2.1434
2021-05-09 00:30 | 2.0899 | 2.0899
2021-05-09 01:00 | 2.0363 | 2.0363
2021-05-09 01:30 | 1.9827 | 1.9827
2021-05-09 02:00 | 1.8755 | 1.8755
2021-05-09 02:30 | 1.8755 | 1.8755
2021-05-09 03:00 | 1.8755 | 1.8755
2021-05-09 03:30 | 1.8755 | 1.8755
2021-05-09 04:00 | 1.8755 | 1.8755
2021-05-09 04:30 | 1.8755 | 1.8755
2021-05-09 05:00 | 1.9827 | 1.9827
2021-05-09 05:30 | 1.9827 | 1.9827
2021-05-09 06:00 | 2.0899 | 2.0899
2021-05-09 06:30 | 2.0899 | 2.0899
2021-05-09 07:00 | 2.197 | 2.197
2021-05-09 07:30 | 2.2506 | 2.2506
2021-05-09 08:00 | 2.197 | 2.197
2021-05-09 08:30 | 2.3042 | 2.3042
2021-05-09 09:00 | 2.0899 | 2.0899
2021-05-09 09:30 | 2.0899 | 2.0899
2021-05-09 10:00 | 2.0363 | 2.0363
2021-05-09 10:30 | 2.3042 | 2.3042
2021-05-09 11:00 | 2.2506 | 2.2506
2021-05-09 11:30 | 2.4114 | 2.4114
2021-05-09 12:00 | 2.4114 | 2.4114
2021-05-09 12:30 | 2.465 | 2.465
2021-05-09 13:00 | 2.6257 | 2.6257
2021-05-09 13:30 | 2.9472 | 2.9472
2021-05-09 14:00 | 2.9472 | 2.9472
2021-05-09 14:30 | 3.108 | 3.108
2021-05-09 15:00 | 3.1616 | 3.1616
2021-05-09 15:30 | 3.4295 | 3.4295
2021-05-09 16:00 | 3.5367 | 3.5367
2021-05-09 16:30 | 3.751 | 3.751
2021-05-09 17:00 | 3.9654 | 3.9654
2021-05-09 17:30 | 4.0725 | 4.0725
2021-05-09 18:00 | 3.9118 | 3.9118
2021-05-09 18:30 | 4.1261 | 4.1261
2021-05-09 19:00 | 4.0887 | 4.0887
2021-05-09 19:30 | 3.8046 | 3.8046
2021-05-09 20:00 | 3.6438 | 3.6438
2021-05-09 20:30 | 3.3759 | 3.3759
2021-05-09 21:00 | 3.108 | 3.108
2021-05-09 21:30 | 3.0544 | 3.0544
2021-05-09 22:00 | 2.7329 | 2.7329
2021-05-09 22:30 | 2.6257 | 2.6257
2021-05-09 23:00 | 2.5721 | 2.5721
2021-05-09 23:30 | 2.2506 | 2.2506
2021-05-10 | 2.1434 | 2.1434
2021-05-10 00:30 | 2.0899 | 2.0899
2021-05-10 01:00 | 2.0899 | 2.0899
2021-05-10 01:30 | 1.8755 | 1.8755
2021-05-10 02:00 | 1.9827 | 1.9827
2021-05-10 02:30 | 1.8755 | 1.8755
2021-05-10 03:00 | 1.9291 | 1.9291
2021-05-10 03:30 | 1.8755 | 1.8755
2021-05-10 04:00 | 1.8755 | 1.8755
2021-05-10 04:30 | 1.8755 | 1.8755
2021-05-10 05:00 | 2.0899 | 2.0899
2021-05-10 05:30 | 2.197 | 2.197
2021-05-10 06:00 | 2.3578 | 2.3578
2021-05-10 06:30 | 2.4114 | 2.4114
2021-05-10 07:00 | 2.7329 | 2.7329
2021-05-10 07:30 | 2.5721 | 2.5721
2021-05-10 08:00 | 2.6793 | 2.6793
2021-05-10 08:30 | 2.5721 | 2.5721
2021-05-10 09:00 | 2.5185 | 2.5185
2021-05-10 09:30 | 2.4114 | 2.4114
2021-05-10 10:00 | 2.4114 | 2.4114
2021-05-10 10:30 | 2.4114 | 2.4114
2021-05-10 11:00 | 2.4114 | 2.4114
2021-05-10 11:30 | 2.465 | 2.465
2021-05-10 12:00 | 2.6793 | 2.6793
2021-05-10 12:30 | 2.7865 | 2.7865
2021-05-10 13:00 | 2.9472 | 2.9472
2021-05-10 13:30 | 2.9472 | 2.9472
2021-05-10 14:00 | 3.2152 | 3.2152
2021-05-10 14:30 | 3.2687 | 3.2687
2021-05-10 15:00 | 3.3223 | 3.3223
2021-05-10 15:30 | 3.5367 | 3.5367
2021-05-10 16:00 | 3.751 | 3.751
2021-05-10 16:30 | 3.9644 | 3.9644
2021-05-10 17:00 | 3.9118 | 3.9118
2021-05-10 17:30 | 4.1261 | 4.1261
2021-05-10 18:00 | 4.0725 | 4.0725
2021-05-10 18:30 | 4.1261 | 4.1261
2021-05-10 19:00 | 4.0725 | 4.0725
2021-05-10 19:30 | 4.0189 | 4.0189
2021-05-10 20:00 | 3.8046 | 3.8046
2021-05-10 20:30 | 3.3759 | 3.3759
2021-05-10 21:00 | 3.1616 | 3.1616
2021-05-10 21:30 | 3.2152 | 3.2152
2021-05-10 22:00 | 2.8936 | 2.8936
2021-05-10 22:30 | 2.6793 | 2.6793
2021-05-10 23:00 | 2.465 | 2.465
2021-05-10 23:30 | 2.4114 | 2.4114
2021-05-11 | 2.3042 | 2.3042
2021-05-11 00:30 | 2.1434 | 2.1434
2021-05-11 01:00 | 2.197 | 2.197
2021-05-11 01:30 | 2.1434 | 2.1434
2021-05-11 02:00 | 2.0363 | 2.0363
2021-05-11 02:30 | 2.0363 | 2.0363
2021-05-11 03:00 | 1.9827 | 1.9827
2021-05-11 03:30 | 1.9827 | 1.9827
2021-05-11 04:00 | 1.8755 | 1.8755
2021-05-11 04:30 | 2.0363 | 2.0363
2021-05-11 05:00 | 2.0899 | 2.0899
2021-05-11 05:30 | 2.3042 | 2.3042
2021-05-11 06:00 | 2.4114 | 2.4114
2021-05-11 06:30 | 2.5185 | 2.5185
2021-05-11 07:00 | 2.5721 | 2.5721
2021-05-11 07:30 | 2.7329 | 2.7329
2021-05-11 08:00 | 2.7865 | 2.7865
2021-05-11 08:30 | 2.6257 | 2.6257
2021-05-11 09:00 | 2.5185 | 2.5185
2021-05-11 09:30 | 2.4114 | 2.4114
2021-05-11 10:00 | 2.3042 | 2.3042
2021-05-11 10:30 | 2.3042 | 2.3042
2021-05-11 11:00 | 2.4114 | 2.4114
2021-05-11 11:30 | 2.4114 | 2.4114
2021-05-11 12:00 | 2.5185 | 2.5185
2021-05-11 12:30 | 2.5185 | 2.5185
2021-05-11 13:00 | 2.4114 | 2.4114
2021-05-11 13:30 | 2.5721 | 2.5721
2021-05-11 14:00 | 2.6793 | 2.6793
2021-05-11 14:30 | 2.8401 | 2.8401
2021-05-11 15:00 | 2.9472 | 2.9472
2021-05-11 15:30 | 3.0544 | 3.0544
2021-05-11 16:00 | 3.3759 | 3.3759
2021-05-11 16:30 | 3.4831 | 3.4831
2021-05-11 17:00 | 3.4831 | 3.4831
2021-05-11 17:30 | 3.5367 | 3.5367
2021-05-11 18:00 | 3.5903 | 3.5903
2021-05-11 18:30 | 3.6974 | 3.6974
2021-05-11 19:00 | 3.8046 | 3.8046
2021-05-11 19:30 | 3.5903 | 3.5903
2021-05-11 20:00 | 3.3223 | 3.3223
2021-05-11 20:30 | 3.1616 | 3.1616
2021-05-11 21:00 | 2.8424 | 2.8424
2021-05-11 21:30 | 2.9907 | 2.9907
2021-05-11 22:00 | 2.7329 | 2.7329
2021-05-11 22:30 | 2.5185 | 2.5185
2021-05-11 23:00 | 2.197 | 2.197
2021-05-11 23:30 | 2.197 | 2.197
2021-05-12 | 2.0363 | 2.0363
2021-05-12 00:30 | 2.0363 | 2.0363
2021-05-12 01:00 | 1.9291 | 1.9291
2021-05-12 01:30 | 1.8755 | 1.8755
2021-05-12 02:00 | 1.7683 | 1.7683
2021-05-12 02:30 | 1.8219 | 1.8219
2021-05-12 03:00 | 1.8755 | 1.8755
2021-05-12 03:30 | 1.9291 | 1.9291
2021-05-12 04:00 | 1.8755 | 1.8755
2021-05-12 04:30 | 1.8755 | 1.8755
2021-05-12 05:00 | 2.0899 | 2.0899
2021-05-12 05:30 | 2.1434 | 2.1434
2021-05-12 06:00 | 2.3042 | 2.3042
2021-05-12 06:30 | 2.465 | 2.465
2021-05-12 07:00 | 2.5185 | 2.5185
2021-05-12 07:30 | 2.6793 | 2.6793
2021-05-12 08:00 | 2.7329 | 2.7329
2021-05-12 08:30 | 2.5185 | 2.5185
2021-05-12 09:00 | 2.3042 | 2.3042
2021-05-12 09:30 | 2.197 | 2.197
2021-05-12 10:00 | 1.9827 | 1.9827
2021-05-12 10:30 | 2.1434 | 2.1434
2021-05-12 11:00 | 2.0899 | 2.0899
2021-05-12 11:30 | 2.0899 | 2.0899
2021-05-12 12:00 | 2.1434 | 2.1434
2021-05-12 12:30 | 2.197 | 2.197
2021-05-12 13:00 | 2.197 | 2.197
2021-05-12 13:30 | 2.4114 | 2.4114
2021-05-12 14:00 | 2.465 | 2.465
2021-05-12 14:30 | 2.6257 | 2.6257
2021-05-12 15:00 | 2.7329 | 2.7329
2021-05-12 15:30 | 2.9472 | 2.9472
2021-05-12 16:00 | 3.108 | 3.108
2021-05-12 16:30 | 3.3759 | 3.3759
2021-05-12 17:00 | 3.3223 | 3.3223
2021-05-12 17:30 | 3.4831 | 3.4831
2021-05-12 18:00 | 3.4831 | 3.4831
2021-05-12 18:30 | 3.6974 | 3.6974
2021-05-12 19:00 | 3.751 | 3.751
2021-05-12 19:30 | 3.4831 | 3.4831
2021-05-12 20:00 | 3.2687 | 3.2687
2021-05-12 20:30 | 2.9472 | 2.9472
2021-05-12 21:00 | 2.8401 | 2.8401
2021-05-12 21:30 | 2.8401 | 2.8401
2021-05-12 22:00 | 2.6257 | 2.6257
2021-05-12 22:30 | 2.4114 | 2.4114
2021-05-12 23:00 | 2.2506 | 2.2506
2021-05-12 23:30 | 2.197 | 2.197
2021-05-13 | 2.0899 | 2.0899
2021-05-13 00:30 | 1.9827 | 1.9827
2021-05-13 01:00 | 1.8755 | 1.8755
2021-05-13 01:30 | 1.9827 | 1.9827
2021-05-13 02:00 | 1.8755 | 1.8755
2021-05-13 02:30 | 1.8755 | 1.8755
2021-05-13 03:00 | 1.7683 | 1.7683
2021-05-13 03:30 | 1.8755 | 1.8755
2021-05-13 04:00 | 1.8219 | 1.8219
2021-05-13 04:30 | 1.8755 | 1.8755
2021-05-13 05:00 | 1.9827 | 1.9827
2021-05-13 05:30 | 2.197 | 2.197
2021-05-13 06:00 | 2.3042 | 2.3042
2021-05-13 06:30 | 2.4114 | 2.4114
2021-05-13 07:00 | 2.5721 | 2.5721
2021-05-13 07:30 | 2.6257 | 2.6257
2021-05-13 08:00 | 2.5721 | 2.5721
2021-05-13 08:30 | 2.4114 | 2.4114
2021-05-13 09:00 | 2.2506 | 2.2506
2021-05-13 09:30 | 2.0899 | 2.0899
2021-05-13 10:00 | 1.9827 | 1.9827
2021-05-13 10:30 | 1.9291 | 1.9291
2021-05-13 11:00 | 2.0739 | 2.0739
2021-05-13 11:30 | 2.0899 | 2.0899
2021-05-13 12:00 | 1.9291 | 1.9291
2021-05-13 12:30 | 2.0899 | 2.0899
2021-05-13 13:00 | 2.2506 | 2.2506
2021-05-13 13:30 | 2.3042 | 2.3042
2021-05-13 14:00 | 2.3042 | 2.3042
2021-05-13 14:30 | 2.5185 | 2.5185
2021-05-13 15:00 | 2.5721 | 2.5721
2021-05-13 15:30 | 2.7329 | 2.7329
2021-05-13 16:00 | 2.8936 | 2.8936
2021-05-13 16:30 | 3.1616 | 3.1616
2021-05-13 17:00 | 3.3223 | 3.3223
2021-05-13 17:30 | 3.1616 | 3.1616
2021-05-13 18:00 | 3.3759 | 3.3759
2021-05-13 18:30 | 3.4831 | 3.4831
2021-05-13 19:00 | 3.5903 | 3.5903
2021-05-13 19:30 | 3.2687 | 3.2687
2021-05-13 20:00 | 3.108 | 3.108
2021-05-13 20:30 | 3.0008 | 3.0008
2021-05-13 21:00 | 2.7865 | 2.7865
2021-05-13 21:30 | 2.6257 | 2.6257
2021-05-13 22:00 | 2.6257 | 2.6257
2021-05-13 22:30 | 2.4114 | 2.4114
2021-05-13 23:00 | 2.1674 | 2.1674
2021-05-13 23:30 | 2.0899 | 2.0899
2021-05-14 | 2.0899 | 2.0899
2021-05-14 00:30 | 1.9827 | 1.9827
2021-05-14 01:00 | 1.9291 | 1.9291
2021-05-14 01:30 | 1.8219 | 1.8219
2021-05-14 02:00 | 1.8755 | 1.8755
2021-05-14 02:30 | 1.8755 | 1.8755
2021-05-14 03:00 | 1.7683 | 1.7683
2021-05-14 03:30 | 1.7683 | 1.7683
2021-05-14 04:00 | 1.8755 | 1.8755
2021-05-14 04:30 | 1.7683 | 1.7683
2021-05-14 05:00 | 1.9291 | 1.9291
2021-05-14 05:30 | 2.0899 | 2.0899
2021-05-14 06:00 | 2.2506 | 2.2506
2021-05-14 06:30 | 2.3578 | 2.3578
2021-05-14 07:00 | 2.5185 | 2.5185
2021-05-14 07:30 | 2.7329 | 2.7329
2021-05-14 08:00 | 2.7329 | 2.7329
2021-05-14 08:30 | 2.4114 | 2.4114
2021-05-14 09:00 | 2.0899 | 2.0899
2021-05-14 09:30 | 2.3042 | 2.3042
2021-05-14 10:00 | 2.0363 | 2.0363
2021-05-14 10:30 | 1.8755 | 1.8755
2021-05-14 11:00 | 1.8219 | 1.8219
2021-05-14 11:30 | 1.8755 | 1.8755
2021-05-14 12:00 | 1.9827 | 1.9827
2021-05-14 12:30 | 1.9827 | 1.9827
2021-05-14 13:00 | 2.0899 | 2.0899
2021-05-14 13:30 | 1.9827 | 1.9827
2021-05-14 14:00 | 1.9827 | 1.9827
2021-05-14 14:30 | 2.0899 | 2.0899
2021-05-14 15:00 | 2.2506 | 2.2506
2021-05-14 15:30 | 2.5721 | 2.5721
2021-05-14 16:00 | 2.6793 | 2.6793
2021-05-14 16:30 | 2.8401 | 2.8401
2021-05-14 17:00 | 3.0544 | 3.0544
2021-05-14 17:30 | 3.0544 | 3.0544
2021-05-14 18:00 | 3.2152 | 3.2152
2021-05-14 18:30 | 3.3759 | 3.3759
2021-05-14 19:00 | 3.4295 | 3.4295
2021-05-14 19:30 | 3.0544 | 3.0544
2021-05-14 20:00 | 2.8401 | 2.8401
2021-05-14 20:30 | 2.7865 | 2.7865
2021-05-14 21:00 | 2.6793 | 2.6793
2021-05-14 21:30 | 2.6257 | 2.6257
2021-05-14 22:00 | 2.465 | 2.465
2021-05-14 22:30 | 2.3578 | 2.3578
2021-05-14 23:00 | 2.197 | 2.197
2021-05-14 23:30 | 2.0363 | 2.0363
2021-05-15 | 2.0899 | 2.0899
2021-05-15 00:30 | 1.9827 | 1.9827
2021-05-15 01:00 | 1.9827 | 1.9827
2021-05-15 01:30 | 1.8755 | 1.8755
2021-05-15 02:00 | 1.8755 | 1.8755
2021-05-15 02:30 | 1.7683 | 1.7683
2021-05-15 03:00 | 1.7148 | 1.7148
2021-05-15 03:30 | 1.7148 | 1.7148
2021-05-15 04:00 | 1.7683 | 1.7683
2021-05-15 04:30 | 1.8755 | 1.8755
2021-05-15 05:00 | 1.9291 | 1.9291
2021-05-15 05:30 | 1.9827 | 1.9827
2021-05-15 06:00 | 2.0363 | 2.0363
2021-05-15 06:30 | 2.3042 | 2.3042
2021-05-15 07:00 | 2.3042 | 2.3042
2021-05-15 07:30 | 2.4114 | 2.4114
2021-05-15 08:00 | 2.3578 | 2.3578
2021-05-15 08:30 | 2.197 | 2.197
2021-05-15 09:00 | 1.9291 | 1.9291
2021-05-15 09:30 | 1.8755 | 1.8755
2021-05-15 10:00 | 1.9291 | 1.9291
2021-05-15 10:30 | 1.7683 | 1.7683
2021-05-15 11:00 | 1.7148 | 1.7148
2021-05-15 11:30 | 1.6076 | 1.6076
2021-05-15 12:00 | 1.6612 | 1.6612
2021-05-15 12:30 | 1.6612 | 1.6612
2021-05-15 13:00 | 1.6612 | 1.6612
2021-05-15 13:30 | 1.7301 | 1.7301
2021-05-15 14:00 | 1.8219 | 1.8219
2021-05-15 14:30 | 1.9827 | 1.9827
2021-05-15 15:00 | 2.0363 | 2.0363
2021-05-15 15:30 | 2.197 | 2.197
2021-05-15 16:00 | 2.3578 | 2.3578
2021-05-15 16:30 | 2.5721 | 2.5721
2021-05-15 17:00 | 2.6257 | 2.6257
2021-05-15 17:30 | 2.7865 | 2.7865
2021-05-15 18:00 | 3.0544 | 3.0544
2021-05-15 18:30 | 3.2687 | 3.2687
2021-05-15 19:00 | 3.2687 | 3.2687
2021-05-15 19:30 | 3.108 | 3.108
2021-05-15 20:00 | 2.8936 | 2.8936
2021-05-15 20:30 | 2.6257 | 2.6257
2021-05-15 21:00 | 2.6257 | 2.6257
2021-05-15 21:30 | 2.5721 | 2.5721
2021-05-15 22:00 | 2.465 | 2.465
2021-05-15 22:30 | 2.3042 | 2.3042
2021-05-15 23:00 | 2.1434 | 2.1434
2021-05-15 23:30 | 1.9827 | 1.9827
2021-05-16 | 2.0363 | 2.0363
2021-05-16 00:30 | 1.8755 | 1.8755
2021-05-16 01:00 | 1.8755 | 1.8755
2021-05-16 01:30 | 1.7683 | 1.7683
2021-05-16 02:00 | 1.8219 | 1.8219
2021-05-16 02:30 | 1.7148 | 1.7148
2021-05-16 03:00 | 1.6612 | 1.6612
2021-05-16 03:30 | 1.7148 | 1.7148
2021-05-16 04:00 | 1.8219 | 1.8219
2021-05-16 04:30 | 1.7683 | 1.7683
2021-05-16 05:00 | 1.8755 | 1.8755
2021-05-16 05:30 | 1.9827 | 1.9827
2021-05-16 06:00 | 1.9827 | 1.9827
2021-05-16 06:30 | 2.0899 | 2.0899
2021-05-16 07:00 | 2.1434 | 2.1434
2021-05-16 07:30 | 2.2506 | 2.2506
2021-05-16 08:00 | 2.3042 | 2.3042
2021-05-16 08:30 | 2.0899 | 2.0899
2021-05-16 09:00 | 1.9827 | 1.9827
2021-05-16 09:30 | 1.9827 | 1.9827
2021-05-16 10:00 | 1.6612 | 1.6612
2021-05-16 10:30 | 1.6076 | 1.6076
2021-05-16 11:00 | 1.554 | 1.554
2021-05-16 11:30 | 1.6612 | 1.6612
2021-05-16 12:00 | 1.6612 | 1.6612
2021-05-16 12:30 | 1.5004 | 1.5004
2021-05-16 13:00 | 1.6612 | 1.6612
2021-05-16 13:30 | 1.7092 | 1.7092
2021-05-16 14:00 | 1.554 | 1.554
2021-05-16 14:30 | 1.7683 | 1.7683
2021-05-16 15:00 | 1.9827 | 1.9827
2021-05-16 15:30 | 1.9904 | 1.9904
2021-05-16 16:00 | 2.2506 | 2.2506
2021-05-16 16:30 | 2.3578 | 2.3578
2021-05-16 17:00 | 2.5185 | 2.5185
2021-05-16 17:30 | 2.7329 | 2.7329
2021-05-16 18:00 | 2.8936 | 2.8936
2021-05-16 18:30 | 3.1616 | 3.1616
2021-05-16 19:00 | 3.2687 | 3.2687
2021-05-16 19:30 | 3.0544 | 3.0544
2021-05-16 20:00 | 2.8936 | 2.8936
2021-05-16 20:30 | 2.8401 | 2.8401
2021-05-16 21:00 | 2.6257 | 2.6257
2021-05-16 21:30 | 2.5721 | 2.5721
2021-05-16 22:00 | 2.3578 | 2.3578
2021-05-16 22:30 | 2.1434 | 2.1434
2021-05-16 23:00 | 2.0899 | 2.0899
2021-05-16 23:30 | 1.9827 | 1.9827
2021-05-17 | 1.8755 | 1.8755
2021-05-17 00:30 | 1.8755 | 1.8755
2021-05-17 01:00 | 1.8219 | 1.8219
2021-05-17 01:30 | 1.6612 | 1.6612
2021-05-17 02:00 | 1.7148 | 1.7148
2021-05-17 02:30 | 1.7683 | 1.7683
2021-05-17 03:00 | 1.6612 | 1.6612
2021-05-17 03:30 | 1.6612 | 1.6612
2021-05-17 04:00 | 1.7683 | 1.7683
2021-05-17 04:30 | 1.8755 | 1.8755
2021-05-17 05:00 | 1.9291 | 1.9291
2021-05-17 05:30 | 2.0899 | 2.0899
2021-05-17 06:00 | 2.3042 | 2.3042
2021-05-17 06:30 | 2.465 | 2.465
2021-05-17 07:00 | 2.5185 | 2.5185
2021-05-17 07:30 | 2.7865 | 2.7865
2021-05-17 08:00 | 2.8936 | 2.8936
2021-05-17 08:30 | 2.6257 | 2.6257
2021-05-17 09:00 | 2.197 | 2.197
2021-05-17 09:30 | 2.1434 | 2.1434
2021-05-17 10:00 | 1.9827 | 1.9827
2021-05-17 10:30 | 1.8755 | 1.8755
2021-05-17 11:00 | 1.6612 | 1.6612
2021-05-17 11:30 | 1.8755 | 1.8755
2021-05-17 12:00 | 1.7683 | 1.7683
2021-05-17 12:30 | 1.7683 | 1.7683
2021-05-17 13:00 | 1.7148 | 1.7148
2021-05-17 13:30 | 1.7683 | 1.7683
2021-05-17 14:00 | 1.7148 | 1.7148
2021-05-17 14:30 | 1.9291 | 1.9291
2021-05-17 15:00 | 1.9291 | 1.9291
2021-05-17 15:30 | 2.2506 | 2.2506
2021-05-17 16:00 | 2.4114 | 2.4114
2021-05-17 16:30 | 2.6257 | 2.6257
2021-05-17 17:00 | 2.6257 | 2.6257
2021-05-17 17:30 | 2.7865 | 2.7865
2021-05-17 18:00 | 3.0008 | 3.0008
2021-05-17 18:30 | 3.2687 | 3.2687
2021-05-17 19:00 | 3.3759 | 3.3759
2021-05-17 19:30 | 3.1616 | 3.1616
2021-05-17 20:00 | 3.0544 | 3.0544
2021-05-17 20:30 | 2.8401 | 2.8401
2021-05-17 21:00 | 2.6257 | 2.6257
2021-05-17 21:30 | 2.6257 | 2.6257
2021-05-17 22:00 | 2.5185 | 2.5185
2021-05-17 22:30 | 2.3042 | 2.3042
2021-05-17 23:00 | 2.2506 | 2.2506
2021-05-17 23:30 | 2.0899 | 2.0899
2021-05-18 | 1.9291 | 1.9291
2021-05-18 00:30 | 1.8755 | 1.8755
2021-05-18 01:00 | 1.9291 | 1.9291
2021-05-18 01:30 | 1.7683 | 1.7683
2021-05-18 02:00 | 1.7683 | 1.7683
2021-05-18 02:30 | 1.7148 | 1.7148
2021-05-18 03:00 | 1.8219 | 1.8219
2021-05-18 03:30 | 1.7683 | 1.7683
2021-05-18 04:00 | 1.8219 | 1.8219
2021-05-18 04:30 | 1.9291 | 1.9291
2021-05-18 05:00 | 2.0899 | 2.0899
2021-05-18 05:30 | 2.197 | 2.197
2021-05-18 06:00 | 2.3042 | 2.3042
2021-05-18 06:30 | 2.5721 | 2.5721
2021-05-18 07:00 | 2.7329 | 2.7329
2021-05-18 07:30 | 2.8936 | 2.8936
2021-05-18 08:00 | 2.7329 | 2.7329
2021-05-18 08:30 | 2.7329 | 2.7329
2021-05-18 09:00 | 2.4114 | 2.4114
2021-05-18 09:30 | 2.0899 | 2.0899
2021-05-18 10:00 | 1.8755 | 1.8755
2021-05-18 10:30 | 1.9827 | 1.9827
2021-05-18 11:00 | 1.8755 | 1.8755
2021-05-18 11:30 | 1.6612 | 1.6612
2021-05-18 12:00 | 1.6612 | 1.6612
2021-05-18 12:30 | 1.8755 | 1.8755
2021-05-18 13:00 | 1.8755 | 1.8755
2021-05-18 13:30 | 1.8755 | 1.8755
2021-05-18 14:00 | 1.8755 | 1.8755
2021-05-18 14:30 | 2.0899 | 2.0899
2021-05-18 15:00 | 2.197 | 2.197
2021-05-18 15:30 | 2.3042 | 2.3042
2021-05-18 16:00 | 2.6257 | 2.6257
2021-05-18 16:30 | 2.7329 | 2.7329
2021-05-18 17:00 | 2.7865 | 2.7865
2021-05-18 17:30 | 3.0544 | 3.0544
2021-05-18 18:00 | 3.1616 | 3.1616
2021-05-18 18:30 | 3.3759 | 3.3759
2021-05-18 19:00 | 3.5367 | 3.5367
2021-05-18 19:30 | 3.4831 | 3.4831
2021-05-18 20:00 | 3.0812 | 3.0812
2021-05-18 20:30 | 2.9472 | 2.9472
2021-05-18 21:00 | 2.7329 | 2.7329
2021-05-18 21:30 | 2.7329 | 2.7329
2021-05-18 22:00 | 2.6257 | 2.6257
2021-05-18 22:30 | 2.3578 | 2.3578
2021-05-18 23:00 | 2.197 | 2.197
2021-05-18 23:30 | 2.197 | 2.197
2021-05-19 | 1.9827 | 1.9827
2021-05-19 00:30 | 1.8755 | 1.8755
2021-05-19 01:00 | 1.8755 | 1.8755
2021-05-19 01:30 | 1.8755 | 1.8755
2021-05-19 02:00 | 1.9291 | 1.9291
2021-05-19 02:30 | 1.8755 | 1.8755
2021-05-19 03:00 | 1.7148 | 1.7148
2021-05-19 03:30 | 1.8219 | 1.8219
2021-05-19 04:00 | 1.8219 | 1.8219
2021-05-19 04:30 | 1.8219 | 1.8219
2021-05-19 05:00 | 2.0859 | 2.0859
2021-05-19 05:30 | 2.2349 | 2.2349
2021-05-19 06:00 | 2.197 | 2.197
2021-05-19 06:30 | 2.5261 | 2.5261
2021-05-19 07:00 | 2.6064 | 2.6064
2021-05-19 07:30 | 2.8401 | 2.8401
2021-05-19 08:00 | 2.7128 | 2.7128
2021-05-19 08:30 | 2.4597 | 2.4597
2021-05-19 09:00 | 2.3439 | 2.3439
2021-05-19 09:30 | 2.197 | 2.197
2021-05-19 10:00 | 2.0899 | 2.0899
2021-05-19 10:30 | 2.0363 | 2.0363
2021-05-19 11:00 | 2.0899 | 2.0899
2021-05-19 11:30 | 1.9827 | 1.9827
2021-05-19 12:00 | 2.0899 | 2.0899
2021-05-19 12:30 | 2.0899 | 2.0899
2021-05-19 13:00 | 2.0899 | 2.0899
2021-05-19 13:30 | 2.2506 | 2.2506
2021-05-19 14:00 | 2.1434 | 2.1434
2021-05-19 14:30 | 2.4114 | 2.4114
2021-05-19 15:00 | 2.5185 | 2.5185
2021-05-19 15:30 | 2.6793 | 2.6793
2021-05-19 16:00 | 2.8401 | 2.8401
2021-05-19 16:30 | 3.108 | 3.108
2021-05-19 17:00 | 3.1616 | 3.1616
2021-05-19 17:30 | 3.2152 | 3.2152
2021-05-19 18:00 | 3.3759 | 3.3759
2021-05-19 18:30 | 3.4831 | 3.4831
2021-05-19 19:00 | 3.6438 | 3.6438
2021-05-19 19:30 | 3.5367 | 3.5367
2021-05-19 20:00 | 3.3223 | 3.3223
2021-05-19 20:30 | 3.2687 | 3.2687
2021-05-19 21:00 | 2.9472 | 2.9472
2021-05-19 21:30 | 2.9472 | 2.9472
2021-05-19 22:00 | 2.8401 | 2.8401
2021-05-19 22:30 | 2.5185 | 2.5185
2021-05-19 23:00 | 2.3578 | 2.3578
2021-05-19 23:30 | 2.197 | 2.197
2021-05-20 | 2.2506 | 2.2506
2021-05-20 00:30 | 2.0899 | 2.0899
2021-05-20 01:00 | 1.9827 | 1.9827
2021-05-20 01:30 | 1.8755 | 1.8755
2021-05-20 02:00 | 1.9827 | 1.9827
2021-05-20 02:30 | 1.8755 | 1.8755
2021-05-20 03:00 | 1.8755 | 1.8755
2021-05-20 03:30 | 1.8219 | 1.8219
2021-05-20 04:00 | 1.9824 | 1.9824
2021-05-20 04:30 | 1.8755 | 1.8755
2021-05-20 05:00 | 1.9827 | 1.9827
2021-05-20 05:30 | 2.1434 | 2.1434
2021-05-20 06:00 | 2.3042 | 2.3042
2021-05-20 06:30 | 2.5185 | 2.5185
2021-05-20 07:00 | 2.6257 | 2.6257
2021-05-20 07:30 | 2.7329 | 2.7329
2021-05-20 08:00 | 2.7329 | 2.7329
2021-05-20 08:30 | 2.6793 | 2.6793
2021-05-20 09:00 | 2.3042 | 2.3042
2021-05-20 09:30 | 2.4599 | 2.4599
2021-05-20 10:00 | 2.0899 | 2.0899
2021-05-20 10:30 | 2.0899 | 2.0899
2021-05-20 11:00 | 2.0363 | 2.0363
2021-05-20 11:30 | 2.2506 | 2.2506
2021-05-20 12:00 | 2.2506 | 2.2506
2021-05-20 12:30 | 2.197 | 2.197
2021-05-20 13:00 | 2.197 | 2.197
2021-05-20 13:30 | 2.7329 | 2.7329
2021-05-20 14:00 | 2.4114 | 2.4114
2021-05-20 14:30 | 2.3042 | 2.3042
2021-05-20 15:00 | 2.5721 | 2.5721
2021-05-20 15:30 | 2.6793 | 2.6793
2021-05-20 16:00 | 2.7329 | 2.7329
2021-05-20 16:30 | 3.0544 | 3.0544
2021-05-20 17:00 | 3.0544 | 3.0544
2021-05-20 17:30 | 3.3223 | 3.3223
2021-05-20 18:00 | 3.2687 | 3.2687
2021-05-20 18:30 | 3.4831 | 3.4831
2021-05-20 19:00 | 3.5903 | 3.5903
2021-05-20 19:30 | 3.3973 | 3.3973
2021-05-20 20:00 | 3.108 | 3.108
2021-05-20 20:30 | 3.108 | 3.108
2021-05-20 21:00 | 2.9472 | 2.9472
2021-05-20 21:30 | 2.9472 | 2.9472
2021-05-20 22:00 | 2.7329 | 2.7329
2021-05-20 22:30 | 2.5721 | 2.5721
2021-05-20 23:00 | 2.465 | 2.465
2021-05-20 23:30 | 2.197 | 2.197
2021-05-21 | 2.1434 | 2.1434
2021-05-21 00:30 | 2.1434 | 2.1434
2021-05-21 01:00 | 2.0363 | 2.0363
2021-05-21 01:30 | 2.0363 | 2.0363
2021-05-21 02:00 | 1.9827 | 1.9827
2021-05-21 02:30 | 1.9827 | 1.9827
2021-05-21 03:00 | 1.8219 | 1.8219
2021-05-21 03:30 | 1.8755 | 1.8755
2021-05-21 04:00 | 1.8755 | 1.8755
2021-05-21 04:30 | 1.9827 | 1.9827
2021-05-21 05:00 | 2.0899 | 2.0899
2021-05-21 05:30 | 2.197 | 2.197
2021-05-21 06:00 | 2.3578 | 2.3578
2021-05-21 06:30 | 2.5185 | 2.5185
2021-05-21 07:00 | 2.6793 | 2.6793
2021-05-21 07:30 | 2.5721 | 2.5721
2021-05-21 08:00 | 2.8401 | 2.8401
2021-05-21 08:30 | 2.5185 | 2.5185
2021-05-21 09:00 | 2.3578 | 2.3578
2021-05-21 09:30 | 2.3042 | 2.3042
2021-05-21 10:00 | 2.197 | 2.197
2021-05-21 10:30 | 2.197 | 2.197
2021-05-21 11:00 | 2.1434 | 2.1434
2021-05-21 11:30 | 2.1434 | 2.1434
2021-05-21 12:00 | 2.1434 | 2.1434
2021-05-21 12:30 | 2.2506 | 2.2506
2021-05-21 13:00 | 2.3042 | 2.3042
2021-05-21 13:30 | 2.3578 | 2.3578
2021-05-21 14:00 | 2.465 | 2.465
2021-05-21 14:30 | 2.5185 | 2.5185
2021-05-21 15:00 | 2.7329 | 2.7329
2021-05-21 15:30 | 2.8401 | 2.8401
2021-05-21 16:00 | 2.9472 | 2.9472
2021-05-21 16:30 | 2.9472 | 2.9472
2021-05-21 17:00 | 3.1616 | 3.1616
2021-05-21 17:30 | 3.0544 | 3.0544
2021-05-21 18:00 | 3.108 | 3.108
2021-05-21 18:30 | 3.2152 | 3.2152
2021-05-21 19:00 | 3.3223 | 3.3223
2021-05-21 19:30 | 3.1616 | 3.1616
2021-05-21 20:00 | 3.108 | 3.108
2021-05-21 20:30 | 3.0008 | 3.0008
2021-05-21 21:00 | 2.8401 | 2.8401
2021-05-21 21:30 | 2.8401 | 2.8401
2021-05-21 22:00 | 2.6793 | 2.6793
2021-05-21 22:30 | 2.5185 | 2.5185
2021-05-21 23:00 | 2.5185 | 2.5185
2021-05-21 23:30 | 2.2506 | 2.2506
2021-05-22 | 2.197 | 2.197
2021-05-22 00:30 | 2.0363 | 2.0363
2021-05-22 01:00 | 2.0899 | 2.0899
2021-05-22 01:30 | 1.8755 | 1.8755
2021-05-22 02:00 | 1.8755 | 1.8755
2021-05-22 02:30 | 1.8755 | 1.8755
2021-05-22 03:00 | 1.8755 | 1.8755
2021-05-22 03:30 | 1.8755 | 1.8755
2021-05-22 04:00 | 1.8219 | 1.8219
2021-05-22 04:30 | 1.8755 | 1.8755
2021-05-22 05:00 | 2.0363 | 2.0363
2021-05-22 05:30 | 1.9827 | 1.9827
2021-05-22 06:00 | 1.9827 | 1.9827
2021-05-22 06:30 | 2.1434 | 2.1434
2021-05-22 07:00 | 2.2506 | 2.2506
2021-05-22 07:30 | 2.3042 | 2.3042
2021-05-22 08:00 | 2.4114 | 2.4114
2021-05-22 08:30 | 2.4114 | 2.4114
2021-05-22 09:00 | 2.4114 | 2.4114
2021-05-22 09:30 | 2.2506 | 2.2506
2021-05-22 10:00 | 2.197 | 2.197
2021-05-22 10:30 | 1.8219 | 1.8219
2021-05-22 11:00 | 2.0899 | 2.0899
2021-05-22 11:30 | 1.9827 | 1.9827
2021-05-22 12:00 | 2.1434 | 2.1434
2021-05-22 12:30 | 1.9827 | 1.9827
2021-05-22 13:00 | 1.9291 | 1.9291
2021-05-22 13:30 | 2.3042 | 2.3042
2021-05-22 14:00 | 2.4114 | 2.4114
2021-05-22 14:30 | 2.3042 | 2.3042
2021-05-22 15:00 | 2.3042 | 2.3042
2021-05-22 15:30 | 2.5185 | 2.5185
2021-05-22 16:00 | 2.7865 | 2.7865
2021-05-22 16:30 | 2.8936 | 2.8936
2021-05-22 17:00 | 3.0008 | 3.0008
2021-05-22 17:30 | 3.1616 | 3.1616
2021-05-22 18:00 | 3.2687 | 3.2687
2021-05-22 18:30 | 3.3759 | 3.3759
2021-05-22 19:00 | 3.3759 | 3.3759
2021-05-22 19:30 | 3.2687 | 3.2687
2021-05-22 20:00 | 3.2152 | 3.2152
2021-05-22 20:30 | 2.9472 | 2.9472
2021-05-22 21:00 | 2.7865 | 2.7865
2021-05-22 21:30 | 3.0008 | 3.0008
2021-05-22 22:00 | 2.6793 | 2.6793
2021-05-22 22:30 | 2.5721 | 2.5721
2021-05-22 23:00 | 2.465 | 2.465
2021-05-22 23:30 | 2.3042 | 2.3042
2021-05-23 | 2.0899 | 2.0899
2021-05-23 00:30 | 2.0899 | 2.0899
2021-05-23 01:00 | 2.0363 | 2.0363
2021-05-23 01:30 | 1.9827 | 1.9827
2021-05-23 02:00 | 1.8755 | 1.8755
2021-05-23 02:30 | 1.8219 | 1.8219
2021-05-23 03:00 | 1.7683 | 1.7683
2021-05-23 03:30 | 1.8755 | 1.8755
2021-05-23 04:00 | 1.7683 | 1.7683
2021-05-23 04:30 | 1.8755 | 1.8755
2021-05-23 05:00 | 1.9827 | 1.9827
2021-05-23 05:30 | 1.9827 | 1.9827
2021-05-23 06:00 | 1.9827 | 1.9827
2021-05-23 06:30 | 2.1434 | 2.1434
2021-05-23 07:00 | 2.197 | 2.197
2021-05-23 07:30 | 2.3042 | 2.3042
2021-05-23 08:00 | 2.197 | 2.197
2021-05-23 08:30 | 2.1434 | 2.1434
2021-05-23 09:00 | 1.9827 | 1.9827
2021-05-23 09:30 | 1.9827 | 1.9827
2021-05-23 10:00 | 1.8755 | 1.8755
2021-05-23 10:30 | 1.8219 | 1.8219
2021-05-23 11:00 | 1.6612 | 1.6612
2021-05-23 11:30 | 1.8755 | 1.8755
2021-05-23 12:00 | 1.7683 | 1.7683
2021-05-23 12:30 | 1.8755 | 1.8755
2021-05-23 13:00 | 1.9827 | 1.9827
2021-05-23 13:30 | 2.0899 | 2.0899
2021-05-23 14:00 | 2.1434 | 2.1434
2021-05-23 14:30 | 2.2506 | 2.2506
2021-05-23 15:00 | 2.465 | 2.465
2021-05-23 15:30 | 2.6793 | 2.6793
2021-05-23 16:00 | 2.8401 | 2.8401
2021-05-23 16:30 | 3.0544 | 3.0544
2021-05-23 17:00 | 3.2687 | 3.2687
2021-05-23 17:30 | 3.1616 | 3.1616
2021-05-23 18:00 | 3.4831 | 3.4831
2021-05-23 18:30 | 3.5903 | 3.5903
2021-05-23 19:00 | 3.4831 | 3.4831
2021-05-23 19:30 | 3.4295 | 3.4295
2021-05-23 20:00 | 3.2152 | 3.2152
2021-05-23 20:30 | 3.0544 | 3.0544
2021-05-23 21:00 | 2.7865 | 2.7865
2021-05-23 21:30 | 2.7329 | 2.7329
2021-05-23 22:00 | 2.6257 | 2.6257
2021-05-23 22:30 | 2.464 | 2.464
2021-05-23 23:00 | 2.2506 | 2.2506
2021-05-23 23:30 | 2.1434 | 2.1434
2021-05-24 | 2.1434 | 2.1434
2021-05-24 00:30 | 2.0363 | 2.0363
2021-05-24 01:00 | 1.9827 | 1.9827
2021-05-24 01:30 | 1.9827 | 1.9827
2021-05-24 02:00 | 1.9827 | 1.9827
2021-05-24 02:30 | 1.9291 | 1.9291
2021-05-24 03:00 | 1.8219 | 1.8219
2021-05-24 03:30 | 1.8755 | 1.8755
2021-05-24 04:00 | 1.8755 | 1.8755
2021-05-24 04:30 | 1.8755 | 1.8755
2021-05-24 05:00 | 1.9827 | 1.9827
2021-05-24 05:30 | 2.0899 | 2.0899
2021-05-24 06:00 | 2.3042 | 2.3042
2021-05-24 06:30 | 2.465 | 2.465
2021-05-24 07:00 | 2.5185 | 2.5185
2021-05-24 07:30 | 2.6793 | 2.6793
2021-05-24 08:00 | 2.8401 | 2.8401
2021-05-24 08:30 | 2.7329 | 2.7329
2021-05-24 09:00 | 2.5185 | 2.5185
2021-05-24 09:30 | 2.4114 | 2.4114
2021-05-24 10:00 | 2.3042 | 2.3042
2021-05-24 10:30 | 2.2506 | 2.2506
2021-05-24 11:00 | 2.2506 | 2.2506
2021-05-24 11:30 | 2.3042 | 2.3042
2021-05-24 12:00 | 2.3578 | 2.3578
2021-05-24 12:30 | 2.465 | 2.465
2021-05-24 13:00 | 2.465 | 2.465
2021-05-24 13:30 | 2.6793 | 2.6793
2021-05-24 14:00 | 2.5185 | 2.5185
2021-05-24 14:30 | 2.5185 | 2.5185
2021-05-24 15:00 | 3.0544 | 3.0544
2021-05-24 15:30 | 3.4398 | 3.4398
2021-05-24 16:00 | 3.1616 | 3.1616
2021-05-24 16:30 | 3.4295 | 3.4295
2021-05-24 17:00 | 3.4295 | 3.4295
2021-05-24 17:30 | 3.5903 | 3.5903
2021-05-24 18:00 | 3.6974 | 3.6974
2021-05-24 18:30 | 3.9118 | 3.9118
2021-05-24 19:00 | 3.9118 | 3.9118
2021-05-24 19:30 | 3.5903 | 3.5903
2021-05-24 20:00 | 3.4295 | 3.4295
2021-05-24 20:30 | 3.2152 | 3.2152
2021-05-24 21:00 | 3.0008 | 3.0008
2021-05-24 21:30 | 2.9472 | 2.9472
2021-05-24 22:00 | 2.6257 | 2.6257
2021-05-24 22:30 | 2.4114 | 2.4114
2021-05-24 23:00 | 2.3578 | 2.3578
2021-05-24 23:30 | 2.1434 | 2.1434
2021-05-25 | 2.0899 | 2.0899
2021-05-25 00:30 | 1.9827 | 1.9827
2021-05-25 01:00 | 1.9827 | 1.9827
2021-05-25 01:30 | 1.8755 | 1.8755
2021-05-25 02:00 | 1.9291 | 1.9291
2021-05-25 02:30 | 1.8755 | 1.8755
2021-05-25 03:00 | 1.9827 | 1.9827
2021-05-25 03:30 | 1.8755 | 1.8755
2021-05-25 04:00 | 1.8755 | 1.8755
2021-05-25 04:30 | 2.0363 | 2.0363
2021-05-25 05:00 | 2.0899 | 2.0899
2021-05-25 05:30 | 2.3042 | 2.3042
2021-05-25 06:00 | 2.4114 | 2.4114
2021-05-25 06:30 | 2.7329 | 2.7329
2021-05-25 07:00 | 2.6793 | 2.6793
2021-05-25 07:30 | 2.7865 | 2.7865
2021-05-25 08:00 | 2.9472 | 2.9472
2021-05-25 08:30 | 2.9472 | 2.9472
2021-05-25 09:00 | 2.5721 | 2.5721
2021-05-25 09:30 | 2.6793 | 2.6793
2021-05-25 10:00 | 2.5721 | 2.5721
2021-05-25 10:30 | 2.465 | 2.465
2021-05-25 11:00 | 2.4114 | 2.4114
2021-05-25 11:30 | 2.4114 | 2.4114
2021-05-25 12:00 | 2.6257 | 2.6257
2021-05-25 12:30 | 2.6793 | 2.6793
2021-05-25 13:00 | 2.6257 | 2.6257
2021-05-25 13:30 | 2.6793 | 2.6793
2021-05-25 14:00 | 2.7865 | 2.7865
2021-05-25 14:30 | 2.7329 | 2.7329
2021-05-25 15:00 | 2.8401 | 2.8401
2021-05-25 15:30 | 3.0008 | 3.0008
2021-05-25 16:00 | 3.1616 | 3.1616
2021-05-25 16:30 | 3.0544 | 3.0544
2021-05-25 17:00 | 3.2152 | 3.2152
2021-05-25 17:30 | 3.3759 | 3.3759
2021-05-25 18:00 | 3.5367 | 3.5367
2021-05-25 18:30 | 3.6438 | 3.6438
2021-05-25 19:00 | 3.751 | 3.751
2021-05-25 19:30 | 3.4831 | 3.4831
2021-05-25 20:00 | 3.2152 | 3.2152
2021-05-25 20:30 | 3.0544 | 3.0544
2021-05-25 21:00 | 2.8936 | 2.8936
2021-05-25 21:30 | 2.9472 | 2.9472
2021-05-25 22:00 | 2.5721 | 2.5721
2021-05-25 22:30 | 2.465 | 2.465
2021-05-25 23:00 | 2.2758 | 2.2758
2021-05-25 23:30 | 2.197 | 2.197
2021-05-26 | 2.0363 | 2.0363
2021-05-26 00:30 | 1.8755 | 1.8755
2021-05-26 01:00 | 1.9291 | 1.9291
2021-05-26 01:30 | 1.9291 | 1.9291
2021-05-26 02:00 | 1.8755 | 1.8755
2021-05-26 02:30 | 1.7683 | 1.7683
2021-05-26 03:00 | 1.7683 | 1.7683
2021-05-26 03:30 | 1.8755 | 1.8755
2021-05-26 04:00 | 1.7683 | 1.7683
2021-05-26 04:30 | 1.8755 | 1.8755
2021-05-26 05:00 | 1.9291 | 1.9291
2021-05-26 05:30 | 2.197 | 2.197
2021-05-26 06:00 | 2.2506 | 2.2506
2021-05-26 06:30 | 2.3578 | 2.3578
2021-05-26 07:00 | 2.465 | 2.465
2021-05-26 07:30 | 2.7329 | 2.7329
2021-05-26 08:00 | 2.7329 | 2.7329
2021-05-26 08:30 | 2.465 | 2.465
2021-05-26 09:00 | 2.3042 | 2.3042
2021-05-26 09:30 | 2.465 | 2.465
2021-05-26 10:00 | 2.1434 | 2.1434
2021-05-26 10:30 | 2.197 | 2.197
2021-05-26 11:00 | 2.2506 | 2.2506
2021-05-26 11:30 | 2.197 | 2.197
2021-05-26 12:00 | 2.2506 | 2.2506
2021-05-26 12:30 | 2.3042 | 2.3042
2021-05-26 13:00 | 2.4148 | 2.4148
2021-05-26 13:30 | 2.5185 | 2.5185
2021-05-26 14:00 | 2.5721 | 2.5721
2021-05-26 14:30 | 2.7329 | 2.7329
2021-05-26 15:00 | 2.8401 | 2.8401
2021-05-26 15:30 | 3.2152 | 3.2152
2021-05-26 16:00 | 3.1616 | 3.1616
2021-05-26 16:30 | 3.4295 | 3.4295
2021-05-26 17:00 | 3.4831 | 3.4831
2021-05-26 17:30 | 3.4295 | 3.4295
2021-05-26 18:00 | 3.5903 | 3.5903
2021-05-26 18:30 | 3.8046 | 3.8046
2021-05-26 19:00 | 3.8582 | 3.8582
2021-05-26 19:30 | 3.3759 | 3.3759
2021-05-26 20:00 | 3.2687 | 3.2687
2021-05-26 20:30 | 3.2687 | 3.2687
2021-05-26 21:00 | 2.8401 | 2.8401
2021-05-26 21:30 | 2.8401 | 2.8401
2021-05-26 22:00 | 2.6257 | 2.6257
2021-05-26 22:30 | 2.5185 | 2.5185
2021-05-26 23:00 | 2.3042 | 2.3042
2021-05-26 23:30 | 2.0899 | 2.0899
2021-05-27 | 2.0899 | 2.0899
2021-05-27 00:30 | 2.0358 | 2.0358
2021-05-27 01:00 | 1.9827 | 1.9827
2021-05-27 01:30 | 1.8219 | 1.8219
2021-05-27 02:00 | 1.8219 | 1.8219
2021-05-27 02:30 | 1.8755 | 1.8755
2021-05-27 03:00 | 1.8219 | 1.8219
2021-05-27 03:30 | 1.8219 | 1.8219
2021-05-27 04:00 | 1.7683 | 1.7683
2021-05-27 04:30 | 1.7683 | 1.7683
2021-05-27 05:00 | 1.9827 | 1.9827
2021-05-27 05:30 | 2.1434 | 2.1434
2021-05-27 06:00 | 2.197 | 2.197
2021-05-27 06:30 | 2.4114 | 2.4114
2021-05-27 07:00 | 2.5185 | 2.5185
2021-05-27 07:30 | 2.6257 | 2.6257
2021-05-27 08:00 | 2.6257 | 2.6257
2021-05-27 08:30 | 2.4114 | 2.4114
2021-05-27 09:00 | 2.4114 | 2.4114
2021-05-27 09:30 | 2.0363 | 2.0363
2021-05-27 10:00 | 2.0363 | 2.0363
2021-05-27 10:30 | 1.8755 | 1.8755
2021-05-27 11:00 | 2.0169 | 2.0169
2021-05-27 11:30 | 1.8755 | 1.8755
2021-05-27 12:00 | 1.7683 | 1.7683
2021-05-27 12:30 | 1.9827 | 1.9827
2021-05-27 13:00 | 1.8755 | 1.8755
2021-05-27 13:30 | 1.9827 | 1.9827
2021-05-27 14:00 | 2.1434 | 2.1434
2021-05-27 14:30 | 2.1434 | 2.1434
2021-05-27 15:00 | 2.1434 | 2.1434
2021-05-27 15:30 | 2.3042 | 2.3042
2021-05-27 16:00 | 2.5721 | 2.5721
2021-05-27 16:30 | 2.8401 | 2.8401
2021-05-27 17:00 | 2.8401 | 2.8401
2021-05-27 17:30 | 2.9472 | 2.9472
2021-05-27 18:00 | 3.0544 | 3.0544
2021-05-27 18:30 | 3.3759 | 3.3759
2021-05-27 19:00 | 3.3223 | 3.3223
2021-05-27 19:30 | 3.2152 | 3.2152
2021-05-27 20:00 | 3.0008 | 3.0008
2021-05-27 20:30 | 2.8401 | 2.8401
2021-05-27 21:00 | 2.7329 | 2.7329
2021-05-27 21:30 | 2.7759 | 2.7759
2021-05-27 22:00 | 2.5185 | 2.5185
2021-05-27 22:30 | 2.3042 | 2.3042
2021-05-27 23:00 | 2.197 | 2.197
2021-05-27 23:30 | 2.0363 | 2.0363
2021-05-28 | 1.9827 | 1.9827
2021-05-28 00:30 | 1.8755 | 1.8755
2021-05-28 01:00 | 1.7683 | 1.7683
2021-05-28 01:30 | 1.7683 | 1.7683
2021-05-28 02:00 | 1.7683 | 1.7683
2021-05-28 02:30 | 1.7148 | 1.7148
2021-05-28 03:00 | 1.6612 | 1.6612
2021-05-28 03:30 | 1.6612 | 1.6612
2021-05-28 04:00 | 1.7683 | 1.7683
2021-05-28 04:30 | 1.9291 | 1.9291
2021-05-28 05:00 | 1.8755 | 1.8755
2021-05-28 05:30 | 2.197 | 2.197
2021-05-28 06:00 | 2.3042 | 2.3042
2021-05-28 06:30 | 2.6257 | 2.6257
2021-05-28 07:00 | 2.5185 | 2.5185
2021-05-28 07:30 | 2.7329 | 2.7329
2021-05-28 08:00 | 2.6257 | 2.6257
2021-05-28 08:30 | 2.5185 | 2.5185
2021-05-28 09:00 | 2.2506 | 2.2506
2021-05-28 09:30 | 2.0899 | 2.0899
2021-05-28 10:00 | 1.8219 | 1.8219
2021-05-28 10:30 | 1.7148 | 1.7148
2021-05-28 11:00 | 1.6612 | 1.6612
2021-05-28 11:30 | 1.6612 | 1.6612
2021-05-28 12:00 | 1.6612 | 1.6612
2021-05-28 12:30 | 1.7148 | 1.7148
2021-05-28 13:00 | 1.8219 | 1.8219
2021-05-28 13:30 | 1.8219 | 1.8219
2021-05-28 14:00 | 1.7683 | 1.7683
2021-05-28 14:30 | 1.8755 | 1.8755
2021-05-28 15:00 | 2.0899 | 2.0899
2021-05-28 15:30 | 2.197 | 2.197
2021-05-28 16:00 | 2.3042 | 2.3042
2021-05-28 16:30 | 2.6257 | 2.6257
2021-05-28 17:00 | 2.6793 | 2.6793
2021-05-28 17:30 | 2.8936 | 2.8936
2021-05-28 18:00 | 2.8401 | 2.8401
2021-05-28 18:30 | 3.1616 | 3.1616
2021-05-28 19:00 | 3.2687 | 3.2687
2021-05-28 19:30 | 3.0544 | 3.0544
2021-05-28 20:00 | 2.8936 | 2.8936
2021-05-28 20:30 | 2.8401 | 2.8401
2021-05-28 21:00 | 2.6257 | 2.6257
2021-05-28 21:30 | 2.6257 | 2.6257
2021-05-28 22:00 | 2.5185 | 2.5185
2021-05-28 22:30 | 2.3578 | 2.3578
2021-05-28 23:00 | 2.197 | 2.197
2021-05-28 23:30 | 2.0899 | 2.0899
2021-05-29 | 1.9827 | 1.9827
2021-05-29 00:30 | 1.9827 | 1.9827
2021-05-29 01:00 | 1.8755 | 1.8755
2021-05-29 01:30 | 1.8755 | 1.8755
2021-05-29 02:00 | 1.8219 | 1.8219
2021-05-29 02:30 | 1.8219 | 1.8219
2021-05-29 03:00 | 1.7683 | 1.7683
2021-05-29 03:30 | 1.7148 | 1.7148
2021-05-29 04:00 | 1.7683 | 1.7683
2021-05-29 04:30 | 1.8755 | 1.8755
2021-05-29 05:00 | 1.8755 | 1.8755
2021-05-29 05:30 | 1.9827 | 1.9827
2021-05-29 06:00 | 2.0899 | 2.0899
2021-05-29 06:30 | 2.3042 | 2.3042
2021-05-29 07:00 | 2.3042 | 2.3042
2021-05-29 07:30 | 2.3578 | 2.3578
2021-05-29 08:00 | 2.2506 | 2.2506
2021-05-29 08:30 | 2.3042 | 2.3042
2021-05-29 09:00 | 2.3042 | 2.3042
2021-05-29 09:30 | 2.1434 | 2.1434
2021-05-29 10:00 | 2.1434 | 2.1434
2021-05-29 10:30 | 2.3042 | 2.3042
2021-05-29 11:00 | 1.7683 | 1.7683
2021-05-29 11:30 | 1.554 | 1.554
2021-05-29 12:00 | 1.6612 | 1.6612
2021-05-29 12:30 | 2.0899 | 2.0899
2021-05-29 13:00 | 1.4468 | 1.4468
2021-05-29 13:30 | 1.6612 | 1.6612
2021-05-29 14:00 | 1.6612 | 1.6612
2021-05-29 14:30 | 1.6612 | 1.6612
2021-05-29 15:00 | 1.6076 | 1.6076
2021-05-29 15:30 | 1.8755 | 1.8755
2021-05-29 16:00 | 2.0899 | 2.0899
2021-05-29 16:30 | 2.197 | 2.197
2021-05-29 17:00 | 2.4114 | 2.4114
2021-05-29 17:30 | 2.5721 | 2.5721
2021-05-29 18:00 | 2.7865 | 2.7865
2021-05-29 18:30 | 2.8936 | 2.8936
2021-05-29 19:00 | 2.9472 | 2.9472
2021-05-29 19:30 | 2.8401 | 2.8401
2021-05-29 20:00 | 2.6793 | 2.6793
2021-05-29 20:30 | 2.6257 | 2.6257
2021-05-29 21:00 | 2.465 | 2.465
2021-05-29 21:30 | 2.5721 | 2.5721
2021-05-29 22:00 | 2.3042 | 2.3042
2021-05-29 22:30 | 2.197 | 2.197
2021-05-29 23:00 | 2.1434 | 2.1434
2021-05-29 23:30 | 2.197 | 2.197
2021-05-30 | 2.0363 | 2.0363
2021-05-30 00:30 | 1.9827 | 1.9827
2021-05-30 01:00 | 1.8755 | 1.8755
2021-05-30 01:30 | 1.9291 | 1.9291
2021-05-30 02:00 | 1.8219 | 1.8219
2021-05-30 02:30 | 1.7683 | 1.7683
2021-05-30 03:00 | 1.7683 | 1.7683
2021-05-30 03:30 | 1.8219 | 1.8219
2021-05-30 04:00 | 1.7683 | 1.7683
2021-05-30 04:30 | 1.9291 | 1.9291
2021-05-30 05:00 | 1.9291 | 1.9291
2021-05-30 05:30 | 1.9827 | 1.9827
2021-05-30 06:00 | 1.9827 | 1.9827
2021-05-30 06:30 | 2.197 | 2.197
2021-05-30 07:00 | 2.197 | 2.197
2021-05-30 07:30 | 2.3042 | 2.3042
2021-05-30 08:00 | 2.197 | 2.197
2021-05-30 08:30 | 2.3578 | 2.3578
2021-05-30 09:00 | 2.197 | 2.197
2021-05-30 09:30 | 2.0363 | 2.0363
2021-05-30 10:00 | 1.8219 | 1.8219
2021-05-30 10:30 | 1.6612 | 1.6612
2021-05-30 11:00 | 1.6612 | 1.6612
2021-05-30 11:30 | 1.6612 | 1.6612
2021-05-30 12:00 | 1.6612 | 1.6612
2021-05-30 12:30 | 1.7148 | 1.7148
2021-05-30 13:00 | 1.7683 | 1.7683
2021-05-30 13:30 | 1.6612 | 1.6612
2021-05-30 14:00 | 1.7148 | 1.7148
2021-05-30 14:30 | 1.7148 | 1.7148
2021-05-30 15:00 | 1.8755 | 1.8755
2021-05-30 15:30 | 2.0363 | 2.0363
2021-05-30 16:00 | 2.197 | 2.197
2021-05-30 16:30 | 2.3578 | 2.3578
2021-05-30 17:00 | 2.6793 | 2.6793
2021-05-30 17:30 | 2.8401 | 2.8401
2021-05-30 18:00 | 2.9472 | 2.9472
2021-05-30 18:30 | 3.2687 | 3.2687
2021-05-30 19:00 | 3.1616 | 3.1616
2021-05-30 19:30 | 3.0544 | 3.0544
2021-05-30 20:00 | 2.8936 | 2.8936
2021-05-30 20:30 | 2.7865 | 2.7865
2021-05-30 21:00 | 2.6257 | 2.6257
2021-05-30 21:30 | 2.5721 | 2.5721
2021-05-30 22:00 | 2.3042 | 2.3042
2021-05-30 22:30 | 2.1434 | 2.1434
2021-05-30 23:00 | 2.0363 | 2.0363
2021-05-30 23:30 | 1.9827 | 1.9827
2021-05-31 | 1.8755 | 1.8755
2021-05-31 00:30 | 1.9291 | 1.9291
2021-05-31 01:00 | 1.8755 | 1.8755
2021-05-31 01:30 | 1.7683 | 1.7683
2021-05-31 02:00 | 1.7683 | 1.7683
2021-05-31 02:30 | 1.7683 | 1.7683
2021-05-31 03:00 | 1.7148 | 1.7148
2021-05-31 03:30 | 1.7148 | 1.7148
2021-05-31 04:00 | 1.7148 | 1.7148
2021-05-31 04:30 | 1.8755 | 1.8755
2021-05-31 05:00 | 1.9827 | 1.9827
2021-05-31 05:30 | 2.0899 | 2.0899
2021-05-31 06:00 | 2.197 | 2.197
2021-05-31 06:30 | 2.4114 | 2.4114
2021-05-31 07:00 | 2.5721 | 2.5721
2021-05-31 07:30 | 2.7329 | 2.7329
2021-05-31 08:00 | 2.6793 | 2.6793
2021-05-31 08:30 | 2.6793 | 2.6793
2021-05-31 09:00 | 2.3578 | 2.3578
2021-05-31 09:30 | 2.197 | 2.197
2021-05-31 10:00 | 2.0363 | 2.0363
2021-05-31 10:30 | 1.9827 | 1.9827
2021-05-31 11:00 | 1.8755 | 1.8755
2021-05-31 11:30 | 1.9827 | 1.9827
2021-05-31 12:00 | 1.9827 | 1.9827
2021-05-31 12:30 | 2.0899 | 2.0899
2021-05-31 13:00 | 2.1434 | 2.1434
2021-05-31 13:30 | 2.1434 | 2.1434
2021-05-31 14:00 | 2.3042 | 2.3042
2021-05-31 14:30 | 2.4114 | 2.4114
2021-05-31 15:00 | 2.4114 | 2.4114
2021-05-31 15:30 | 2.6793 | 2.6793
2021-05-31 16:00 | 2.9472 | 2.9472
2021-05-31 16:30 | 3.2152 | 3.2152
2021-05-31 17:00 | 3.2687 | 3.2687
2021-05-31 17:30 | 3.3759 | 3.3759
2021-05-31 18:00 | 3.3759 | 3.3759
2021-05-31 18:30 | 3.6438 | 3.6438
2021-05-31 19:00 | 3.6438 | 3.6438
2021-05-31 19:30 | 3.4295 | 3.4295
2021-05-31 20:00 | 3.1616 | 3.1616
2021-05-31 20:30 | 2.9472 | 2.9472
2021-05-31 21:00 | 2.7329 | 2.7329
2021-05-31 21:30 | 2.8936 | 2.8936
2021-05-31 22:00 | 2.5721 | 2.5721
2021-05-31 22:30 | 2.3578 | 2.3578
2021-05-31 23:00 | 2.1434 | 2.1434
2021-05-31 23:30 | 2.1434 | 2.1434
2021-06-01 | 1.9827 | 1.9827
2021-06-01 00:30 | 1.8755 | 1.8755
2021-06-01 01:00 | 1.8755 | 1.8755
2021-06-01 01:30 | 1.8755 | 1.8755
2021-06-01 02:00 | 1.8219 | 1.8219
2021-06-01 02:30 | 1.8219 | 1.8219
2021-06-01 03:00 | 1.8755 | 1.8755
2021-06-01 03:30 | 1.7683 | 1.7683
2021-06-01 04:00 | 1.7683 | 1.7683
2021-06-01 04:30 | 1.8755 | 1.8755
2021-06-01 05:00 | 1.9827 | 1.9827
2021-06-01 05:30 | 2.0899 | 2.0899
2021-06-01 06:00 | 2.197 | 2.197
2021-06-01 06:30 | 2.4114 | 2.4114
2021-06-01 07:00 | 2.4114 | 2.4114
2021-06-01 07:30 | 2.7329 | 2.7329
2021-06-01 08:00 | 2.7329 | 2.7329
2021-06-01 08:30 | 2.6257 | 2.6257
2021-06-01 09:00 | 2.4114 | 2.4114
2021-06-01 09:30 | 2.3578 | 2.3578
2021-06-01 10:00 | 2.0899 | 2.0899
2021-06-01 10:30 | 2.0899 | 2.0899
2021-06-01 11:00 | 2.197 | 2.197
2021-06-01 11:30 | 2.0899 | 2.0899
2021-06-01 12:00 | 2.3042 | 2.3042
2021-06-01 12:30 | 2.3042 | 2.3042
2021-06-01 13:00 | 2.3042 | 2.3042
2021-06-01 13:30 | 2.3578 | 2.3578
2021-06-01 14:00 | 2.5185 | 2.5185
2021-06-01 14:30 | 2.8401 | 2.8401
2021-06-01 15:00 | 2.7865 | 2.7865
2021-06-01 15:30 | 2.9472 | 2.9472
2021-06-01 16:00 | 3.0008 | 3.0008
2021-06-01 16:30 | 3.3759 | 3.3759
2021-06-01 17:00 | 3.3223 | 3.3223
2021-06-01 17:30 | 3.4295 | 3.4295
2021-06-01 18:00 | 3.3759 | 3.3759
2021-06-01 18:30 | 3.5903 | 3.5903
2021-06-01 19:00 | 3.5367 | 3.5367
2021-06-01 19:30 | 3.5367 | 3.5367
2021-06-01 20:00 | 3.2687 | 3.2687
2021-06-01 20:30 | 3.0544 | 3.0544
2021-06-01 21:00 | 2.8936 | 2.8936
2021-06-01 21:30 | 3.0008 | 3.0008
2021-06-01 22:00 | 2.6257 | 2.6257
2021-06-01 22:30 | 2.5185 | 2.5185
2021-06-01 23:00 | 2.3042 | 2.3042
2021-06-01 23:30 | 2.3042 | 2.3042
2021-06-02 | 2.1434 | 2.1434
2021-06-02 00:30 | 2.0899 | 2.0899
2021-06-02 01:00 | 2.0899 | 2.0899
2021-06-02 01:30 | 1.8755 | 1.8755
2021-06-02 02:00 | 2.0363 | 2.0363
2021-06-02 02:30 | 1.9291 | 1.9291
2021-06-02 03:00 | 1.8219 | 1.8219
2021-06-02 03:30 | 1.8755 | 1.8755
2021-06-02 04:00 | 1.9827 | 1.9827
2021-06-02 04:30 | 1.9827 | 1.9827
2021-06-02 05:00 | 2.0363 | 2.0363
2021-06-02 05:30 | 2.0899 | 2.0899
2021-06-02 06:00 | 2.4114 | 2.4114
2021-06-02 06:30 | 2.4114 | 2.4114
2021-06-02 07:00 | 2.5721 | 2.5721
2021-06-02 07:30 | 2.7865 | 2.7865
2021-06-02 08:00 | 2.8401 | 2.8401
2021-06-02 08:30 | 2.5721 | 2.5721
2021-06-02 09:00 | 2.4114 | 2.4114
2021-06-02 09:30 | 2.4114 | 2.4114
2021-06-02 10:00 | 2.1348 | 2.1348
2021-06-02 10:30 | 1.9827 | 1.9827
2021-06-02 11:00 | 2.0899 | 2.0899
2021-06-02 11:30 | 2.0899 | 2.0899
2021-06-02 12:00 | 2.3042 | 2.3042
2021-06-02 12:30 | 2.3042 | 2.3042
2021-06-02 13:00 | 2.465 | 2.465
2021-06-02 13:30 | 2.5721 | 2.5721
2021-06-02 14:00 | 2.5721 | 2.5721
2021-06-02 14:30 | 2.7329 | 2.7329
2021-06-02 15:00 | 2.8936 | 2.8936
2021-06-02 15:30 | 3.1616 | 3.1616
2021-06-02 16:00 | 3.4295 | 3.4295
2021-06-02 16:30 | 3.4831 | 3.4831
2021-06-02 17:00 | 3.5903 | 3.5903
2021-06-02 17:30 | 3.751 | 3.751
2021-06-02 18:00 | 3.751 | 3.751
2021-06-02 18:30 | 3.9118 | 3.9118
2021-06-02 19:00 | 3.8046 | 3.8046
2021-06-02 19:30 | 3.5903 | 3.5903
2021-06-02 20:00 | 3.4295 | 3.4295
2021-06-02 20:30 | 3.3223 | 3.3223
2021-06-02 21:00 | 3.0544 | 3.0544
2021-06-02 21:30 | 2.8936 | 2.8936
2021-06-02 22:00 | 2.7329 | 2.7329
2021-06-02 22:30 | 2.5721 | 2.5721
2021-06-02 23:00 | 2.5721 | 2.5721
2021-06-02 23:30 | 2.4114 | 2.4114
2021-06-03 | 2.3042 | 2.3042
2021-06-03 00:30 | 2.197 | 2.197
2021-06-03 01:00 | 2.197 | 2.197
2021-06-03 01:30 | 2.0899 | 2.0899
2021-06-03 02:00 | 2.0899 | 2.0899
2021-06-03 02:30 | 1.9827 | 1.9827
2021-06-03 03:00 | 2.0899 | 2.0899
2021-06-03 03:30 | 1.9827 | 1.9827
2021-06-03 04:00 | 1.9827 | 1.9827
2021-06-03 04:30 | 1.9827 | 1.9827
2021-06-03 05:00 | 2.0899 | 2.0899
2021-06-03 05:30 | 2.2506 | 2.2506
2021-06-03 06:00 | 2.3042 | 2.3042
2021-06-03 06:30 | 2.6257 | 2.6257
2021-06-03 07:00 | 2.7329 | 2.7329
2021-06-03 07:30 | 2.9002 | 2.9002
2021-06-03 08:00 | 2.8364 | 2.8364
2021-06-03 08:30 | 2.7329 | 2.7329
2021-06-03 09:00 | 2.7329 | 2.7329
2021-06-03 09:30 | 2.6257 | 2.6257
2021-06-03 10:00 | 2.5721 | 2.5721
2021-06-03 10:30 | 2.5721 | 2.5721
2021-06-03 11:00 | 2.3042 | 2.3042
2021-06-03 11:30 | 2.5185 | 2.5185
2021-06-03 12:00 | 2.197 | 2.197
2021-06-03 12:30 | 1.9827 | 1.9827
2021-06-03 13:00 | 1.7683 | 1.7683
2021-06-03 13:30 | 1.7683 | 1.7683
2021-06-03 14:00 | 1.8219 | 1.8219
2021-06-03 14:30 | 2.2506 | 2.2506
2021-06-03 15:00 | 2.0363 | 2.0363
2021-06-03 15:30 | 2.3578 | 2.3578
2021-06-03 16:00 | 2.4114 | 2.4114
2021-06-03 16:30 | 2.5185 | 2.5185
2021-06-03 17:00 | 2.7329 | 2.7329
2021-06-03 17:30 | 2.7865 | 2.7865
2021-06-03 18:00 | 2.9472 | 2.9472
2021-06-03 18:30 | 3.2687 | 3.2687
2021-06-03 19:00 | 3.4186 | 3.4186
2021-06-03 19:30 | 3.1616 | 3.1616
2021-06-03 20:00 | 3.082 | 3.082
2021-06-03 20:30 | 2.9472 | 2.9472
2021-06-03 21:00 | 2.5721 | 2.5721
2021-06-03 21:30 | 2.6257 | 2.6257
2021-06-03 22:00 | 2.465 | 2.465
2021-06-03 22:30 | 2.2506 | 2.2506
2021-06-03 23:00 | 2.0899 | 2.0899
2021-06-03 23:30 | 2.0363 | 2.0363
2021-06-04 | 1.8755 | 1.8755
2021-06-04 00:30 | 1.8755 | 1.8755
2021-06-04 01:00 | 1.7683 | 1.7683
2021-06-04 01:30 | 1.7683 | 1.7683
2021-06-04 02:00 | 1.7148 | 1.7148
2021-06-04 02:30 | 1.7683 | 1.7683
2021-06-04 03:00 | 1.7683 | 1.7683
2021-06-04 03:30 | 1.7683 | 1.7683
2021-06-04 04:00 | 1.7148 | 1.7148
2021-06-04 04:30 | 1.7683 | 1.7683
2021-06-04 05:00 | 1.8755 | 1.8755
2021-06-04 05:30 | 2.1434 | 2.1434
2021-06-04 06:00 | 2.3042 | 2.3042
2021-06-04 06:30 | 2.5721 | 2.5721
2021-06-04 07:00 | 2.7329 | 2.7329
2021-06-04 07:30 | 2.9472 | 2.9472
2021-06-04 08:00 | 2.8401 | 2.8401
2021-06-04 08:30 | 2.8401 | 2.8401
2021-06-04 09:00 | 2.1434 | 2.1434
2021-06-04 09:30 | 2.5185 | 2.5185
2021-06-04 10:00 | 2.197 | 2.197
2021-06-04 10:30 | 2.3042 | 2.3042
2021-06-04 11:00 | 2.197 | 2.197
2021-06-04 11:30 | 1.6612 | 1.6612
2021-06-04 12:00 | 1.6612 | 1.6612
2021-06-04 12:30 | 1.7683 | 1.7683
2021-06-04 13:00 | 1.7148 | 1.7148
2021-06-04 13:30 | 1.6612 | 1.6612
2021-06-04 14:00 | 1.8219 | 1.8219
2021-06-04 14:30 | 1.7683 | 1.7683
2021-06-04 15:00 | 2.3259 | 2.3259
2021-06-04 15:30 | 2.3042 | 2.3042
2021-06-04 16:00 | 2.3042 | 2.3042
2021-06-04 16:30 | 2.5721 | 2.5721
2021-06-04 17:00 | 2.7329 | 2.7329
2021-06-04 17:30 | 2.6793 | 2.6793
2021-06-04 18:00 | 2.8936 | 2.8936
2021-06-04 18:30 | 3.1616 | 3.1616
2021-06-04 19:00 | 3.2687 | 3.2687
2021-06-04 19:30 | 3.0544 | 3.0544
2021-06-04 20:00 | 2.8936 | 2.8936
2021-06-04 20:30 | 2.7865 | 2.7865
2021-06-04 21:00 | 2.6257 | 2.6257
2021-06-04 21:30 | 2.6257 | 2.6257
2021-06-04 22:00 | 2.4114 | 2.4114
2021-06-04 22:30 | 2.4114 | 2.4114
2021-06-04 23:00 | 2.1434 | 2.1434
2021-06-04 23:30 | 2.1434 | 2.1434
2021-06-05 | 1.9827 | 1.9827
2021-06-05 00:30 | 1.9291 | 1.9291
2021-06-05 01:00 | 1.8755 | 1.8755
2021-06-05 01:30 | 1.7683 | 1.7683
2021-06-05 02:00 | 1.7683 | 1.7683
2021-06-05 02:30 | 1.7683 | 1.7683
2021-06-05 03:00 | 1.8219 | 1.8219
2021-06-05 03:30 | 1.7683 | 1.7683
2021-06-05 04:00 | 1.7148 | 1.7148
2021-06-05 04:30 | 1.8219 | 1.8219
2021-06-05 05:00 | 1.8755 | 1.8755
2021-06-05 05:30 | 1.9291 | 1.9291
2021-06-05 06:00 | 1.9827 | 1.9827
2021-06-05 06:30 | 2.3042 | 2.3042
2021-06-05 07:00 | 2.3578 | 2.3578
2021-06-05 07:30 | 2.5185 | 2.5185
2021-06-05 08:00 | 2.465 | 2.465
2021-06-05 08:30 | 2.5185 | 2.5185
2021-06-05 09:00 | 2.465 | 2.465
2021-06-05 09:30 | 2.3042 | 2.3042
2021-06-05 10:00 | 2.3042 | 2.3042
2021-06-05 10:30 | 1.7683 | 1.7683
2021-06-05 11:00 | 1.7148 | 1.7148
2021-06-05 11:30 | 1.6612 | 1.6612
2021-06-05 12:00 | 1.7683 | 1.7683
2021-06-05 12:30 | 1.554 | 1.554
2021-06-05 13:00 | 1.6612 | 1.6612
2021-06-05 13:30 | 1.554 | 1.554
2021-06-05 14:00 | 1.5004 | 1.5004
2021-06-05 14:30 | 1.6612 | 1.6612
2021-06-05 15:00 | 1.7148 | 1.7148
2021-06-05 15:30 | 1.8219 | 1.8219
2021-06-05 16:00 | 1.9827 | 1.9827
2021-06-05 16:30 | 2.2506 | 2.2506
2021-06-05 17:00 | 2.4114 | 2.4114
2021-06-05 17:30 | 2.4114 | 2.4114
2021-06-05 18:00 | 2.6793 | 2.6793
2021-06-05 18:30 | 3.108 | 3.108
2021-06-05 19:00 | 3.1616 | 3.1616
2021-06-05 19:30 | 2.8936 | 2.8936
2021-06-05 20:00 | 2.7865 | 2.7865
2021-06-05 20:30 | 2.7329 | 2.7329
2021-06-05 21:00 | 2.6257 | 2.6257
2021-06-05 21:30 | 2.5721 | 2.5721
2021-06-05 22:00 | 2.465 | 2.465
2021-06-05 22:30 | 2.3042 | 2.3042
2021-06-05 23:00 | 2.1434 | 2.1434
2021-06-05 23:30 | 2.0363 | 2.0363
2021-06-06 | 1.9291 | 1.9291
2021-06-06 00:30 | 1.8755 | 1.8755
2021-06-06 01:00 | 1.8219 | 1.8219
2021-06-06 01:30 | 1.7683 | 1.7683
2021-06-06 02:00 | 1.8219 | 1.8219
2021-06-06 02:30 | 1.7683 | 1.7683
2021-06-06 03:00 | 1.8219 | 1.8219
2021-06-06 03:30 | 1.7683 | 1.7683
2021-06-06 04:00 | 1.7683 | 1.7683
2021-06-06 04:30 | 1.8219 | 1.8219
2021-06-06 05:00 | 1.9827 | 1.9827
2021-06-06 05:30 | 1.9827 | 1.9827
2021-06-06 06:00 | 2.0363 | 2.0363
2021-06-06 06:30 | 2.1434 | 2.1434
2021-06-06 07:00 | 2.3042 | 2.3042
2021-06-06 07:30 | 2.3373 | 2.3373
2021-06-06 08:00 | 2.4114 | 2.4114
2021-06-06 08:30 | 2.3042 | 2.3042
2021-06-06 09:00 | 2.1434 | 2.1434
2021-06-06 09:30 | 2.0363 | 2.0363
2021-06-06 10:00 | 1.7148 | 1.7148
2021-06-06 10:30 | 1.6612 | 1.6612
2021-06-06 11:00 | 1.554 | 1.554
2021-06-06 11:30 | 1.6076 | 1.6076
2021-06-06 12:00 | 1.554 | 1.554
2021-06-06 12:30 | 1.554 | 1.554
2021-06-06 13:00 | 1.4468 | 1.4468
2021-06-06 13:30 | 1.8755 | 1.8755
2021-06-06 14:00 | 1.8755 | 1.8755
2021-06-06 14:30 | 1.7683 | 1.7683
2021-06-06 15:00 | 1.7148 | 1.7148
2021-06-06 15:30 | 1.7683 | 1.7683
2021-06-06 16:00 | 2.0899 | 2.0899
2021-06-06 16:30 | 2.197 | 2.197
2021-06-06 17:00 | 2.5185 | 2.5185
2021-06-06 17:30 | 2.7329 | 2.7329
2021-06-06 18:00 | 2.7865 | 2.7865
2021-06-06 18:30 | 3.0544 | 3.0544
2021-06-06 19:00 | 3.2687 | 3.2687
2021-06-06 19:30 | 3.0008 | 3.0008
2021-06-06 20:00 | 2.9472 | 2.9472
2021-06-06 20:30 | 2.8936 | 2.8936
2021-06-06 21:00 | 2.6793 | 2.6793
2021-06-06 21:30 | 2.7865 | 2.7865
2021-06-06 22:00 | 2.465 | 2.465
2021-06-06 22:30 | 2.3042 | 2.3042
2021-06-06 23:00 | 2.1434 | 2.1434
2021-06-06 23:30 | 2.0899 | 2.0899
2021-06-07 | 1.8755 | 1.8755
2021-06-07 00:30 | 1.8755 | 1.8755
2021-06-07 01:00 | 1.8755 | 1.8755
2021-06-07 01:30 | 1.7683 | 1.7683
2021-06-07 02:00 | 1.7683 | 1.7683
2021-06-07 02:30 | 1.7683 | 1.7683
2021-06-07 03:00 | 1.7683 | 1.7683
2021-06-07 03:30 | 1.7683 | 1.7683
2021-06-07 04:00 | 1.7683 | 1.7683
2021-06-07 04:30 | 1.9291 | 1.9291
2021-06-07 05:00 | 2.0363 | 2.0363
2021-06-07 05:30 | 2.197 | 2.197
2021-06-07 06:00 | 2.4114 | 2.4114
2021-06-07 06:30 | 2.5721 | 2.5721
2021-06-07 07:00 | 2.8936 | 2.8936
2021-06-07 07:30 | 2.9472 | 2.9472
2021-06-07 08:00 | 3.0008 | 3.0008
2021-06-07 08:30 | 2.7865 | 2.7865
2021-06-07 09:00 | 2.4114 | 2.4114
2021-06-07 09:30 | 2.1434 | 2.1434
2021-06-07 10:00 | 1.9827 | 1.9827
2021-06-07 10:30 | 1.8755 | 1.8755
2021-06-07 11:00 | 1.7683 | 1.7683
2021-06-07 11:30 | 1.7683 | 1.7683
2021-06-07 12:00 | 1.8403 | 1.8403
2021-06-07 12:30 | 1.8219 | 1.8219
2021-06-07 13:00 | 1.8755 | 1.8755
2021-06-07 13:30 | 1.8219 | 1.8219
2021-06-07 14:00 | 1.8755 | 1.8755
2021-06-07 14:30 | 2.1434 | 2.1434
2021-06-07 15:00 | 2.197 | 2.197
2021-06-07 15:30 | 2.3578 | 2.3578
2021-06-07 16:00 | 2.5185 | 2.5185
2021-06-07 16:30 | 2.6793 | 2.6793
2021-06-07 17:00 | 2.6793 | 2.6793
2021-06-07 17:30 | 3.0008 | 3.0008
2021-06-07 18:00 | 3.108 | 3.108
2021-06-07 18:30 | 3.3759 | 3.3759
2021-06-07 19:00 | 3.4831 | 3.4831
2021-06-07 19:30 | 3.2152 | 3.2152
2021-06-07 20:00 | 3.0544 | 3.0544
2021-06-07 20:30 | 2.8401 | 2.8401
2021-06-07 21:00 | 2.7329 | 2.7329
2021-06-07 21:30 | 2.8936 | 2.8936
2021-06-07 22:00 | 2.5721 | 2.5721
2021-06-07 22:30 | 2.2506 | 2.2506
2021-06-07 23:00 | 2.197 | 2.197
2021-06-07 23:30 | 2.197 | 2.197
2021-06-08 | 1.9827 | 1.9827
2021-06-08 00:30 | 1.9827 | 1.9827
2021-06-08 01:00 | 1.7683 | 1.7683
2021-06-08 01:30 | 1.8755 | 1.8755
2021-06-08 02:00 | 1.7683 | 1.7683
2021-06-08 02:30 | 1.7683 | 1.7683
2021-06-08 03:00 | 1.7683 | 1.7683
2021-06-08 03:30 | 1.7683 | 1.7683
2021-06-08 04:00 | 1.7683 | 1.7683
2021-06-08 04:30 | 1.8755 | 1.8755
2021-06-08 05:00 | 1.9827 | 1.9827
2021-06-08 05:30 | 2.197 | 2.197
2021-06-08 06:00 | 2.3042 | 2.3042
2021-06-08 06:30 | 2.5721 | 2.5721
2021-06-08 07:00 | 2.8401 | 2.8401
2021-06-08 07:30 | 3.0544 | 3.0544
2021-06-08 08:00 | 2.8936 | 2.8936
2021-06-08 08:30 | 2.5721 | 2.5721
2021-06-08 09:00 | 2.3042 | 2.3042
2021-06-08 09:30 | 2.3042 | 2.3042
2021-06-08 10:00 | 2.197 | 2.197
2021-06-08 10:30 | 1.9827 | 1.9827
2021-06-08 11:00 | 1.7683 | 1.7683
2021-06-08 11:30 | 1.8755 | 1.8755
2021-06-08 12:00 | 1.8755 | 1.8755
2021-06-08 12:30 | 1.8219 | 1.8219
2021-06-08 13:00 | 1.9291 | 1.9291
2021-06-08 13:30 | 1.8219 | 1.8219
2021-06-08 14:00 | 1.9291 | 1.9291
2021-06-08 14:30 | 2.0899 | 2.0899
2021-06-08 15:00 | 2.197 | 2.197
2021-06-08 15:30 | 2.2506 | 2.2506
2021-06-08 16:00 | 2.7329 | 2.7329
2021-06-08 16:30 | 2.8936 | 2.8936
2021-06-08 17:00 | 3.0008 | 3.0008
2021-06-08 17:30 | 2.8936 | 2.8936
2021-06-08 18:00 | 3.108 | 3.108
2021-06-08 18:30 | 3.4831 | 3.4831
2021-06-08 19:00 | 3.4831 | 3.4831
2021-06-08 19:30 | 3.2687 | 3.2687
2021-06-08 20:00 | 3.108 | 3.108
2021-06-08 20:30 | 3.0008 | 3.0008
2021-06-08 21:00 | 2.7329 | 2.7329
2021-06-08 21:30 | 2.6793 | 2.6793
2021-06-08 22:00 | 2.5721 | 2.5721
2021-06-08 22:30 | 2.4114 | 2.4114
2021-06-08 23:00 | 2.2506 | 2.2506
2021-06-08 23:30 | 2.0995 | 2.0995
2021-06-09 | 1.9827 | 1.9827
2021-06-09 00:30 | 2.0363 | 2.0363
2021-06-09 01:00 | 1.9291 | 1.9291
2021-06-09 01:30 | 1.8219 | 1.8219
2021-06-09 02:00 | 1.8755 | 1.8755
2021-06-09 02:30 | 1.8755 | 1.8755
2021-06-09 03:00 | 1.8219 | 1.8219
2021-06-09 03:30 | 1.7683 | 1.7683
2021-06-09 04:00 | 1.7683 | 1.7683
2021-06-09 04:30 | 2.0363 | 2.0363
2021-06-09 05:00 | 2.197 | 2.197
2021-06-09 05:30 | 2.3042 | 2.3042
2021-06-09 06:00 | 2.4114 | 2.4114
2021-06-09 06:30 | 2.7329 | 2.7329
2021-06-09 07:00 | 2.8936 | 2.8936
2021-06-09 07:30 | 2.9472 | 2.9472
2021-06-09 08:00 | 3.0544 | 3.0544
2021-06-09 08:30 | 2.8401 | 2.8401
2021-06-09 09:00 | 2.5185 | 2.5185
2021-06-09 09:30 | 2.3578 | 2.3578
2021-06-09 10:00 | 2.0899 | 2.0899
2021-06-09 10:30 | 2.0899 | 2.0899
2021-06-09 11:00 | 1.7683 | 1.7683
2021-06-09 11:30 | 1.6076 | 1.6076
2021-06-09 12:00 | 1.6076 | 1.6076
2021-06-09 12:30 | 1.7148 | 1.7148
2021-06-09 13:00 | 1.6076 | 1.6076
2021-06-09 13:30 | 1.554 | 1.554
2021-06-09 14:00 | 1.4468 | 1.4468
2021-06-09 14:30 | 1.6612 | 1.6612
2021-06-09 15:00 | 1.8219 | 1.8219
2021-06-09 15:30 | 1.7683 | 1.7683
2021-06-09 16:00 | 2.0899 | 2.0899
2021-06-09 16:30 | 2.465 | 2.465
2021-06-09 17:00 | 2.6257 | 2.6257
2021-06-09 17:30 | 2.7329 | 2.7329
2021-06-09 18:00 | 3.0544 | 3.0544
2021-06-09 18:30 | 3.5903 | 3.5903
2021-06-09 19:00 | 3.5903 | 3.5903
2021-06-09 19:30 | 3.3759 | 3.3759
2021-06-09 20:00 | 3.2687 | 3.2687
2021-06-09 20:30 | 3.1616 | 3.1616
2021-06-09 21:00 | 3.0008 | 3.0008
2021-06-09 21:30 | 3.108 | 3.108
2021-06-09 22:00 | 2.7329 | 2.7329
2021-06-09 22:30 | 2.8401 | 2.8401
2021-06-09 23:00 | 2.6257 | 2.6257
2021-06-09 23:30 | 2.3042 | 2.3042
2021-06-10 | 2.2506 | 2.2506
2021-06-10 00:30 | 2.3042 | 2.3042
2021-06-10 01:00 | 2.2506 | 2.2506
2021-06-10 01:30 | 2.1434 | 2.1434
2021-06-10 02:00 | 2.0899 | 2.0899
2021-06-10 02:30 | 2.1434 | 2.1434
2021-06-10 03:00 | 2.1434 | 2.1434
2021-06-10 03:30 | 2.197 | 2.197
2021-06-10 04:00 | 2.0899 | 2.0899
2021-06-10 04:30 | 2.3042 | 2.3042
2021-06-10 05:00 | 2.465 | 2.465
2021-06-10 05:30 | 2.8401 | 2.8401
2021-06-10 06:00 | 2.8936 | 2.8936
2021-06-10 06:30 | 3.2152 | 3.2152
2021-06-10 07:00 | 3.4831 | 3.4831
2021-06-10 07:30 | 3.8046 | 3.8046
2021-06-10 08:00 | 3.5903 | 3.5903
2021-06-10 08:30 | 3.3223 | 3.3223
2021-06-10 09:00 | 2.8401 | 2.8401
2021-06-10 09:30 | 2.6257 | 2.6257
2021-06-10 10:00 | 2.4114 | 2.4114
2021-06-10 10:30 | 2.2506 | 2.2506
2021-06-10 11:00 | 2.0899 | 2.0899
2021-06-10 11:30 | 1.9291 | 1.9291
2021-06-10 12:00 | 1.8755 | 1.8755
2021-06-10 12:30 | 1.7148 | 1.7148
2021-06-10 13:00 | 1.7148 | 1.7148
2021-06-10 13:30 | 1.7148 | 1.7148
2021-06-10 14:00 | 1.6076 | 1.6076
2021-06-10 14:30 | 1.6076 | 1.6076
2021-06-10 15:00 | 1.6612 | 1.6612
2021-06-10 15:30 | 1.8755 | 1.8755
2021-06-10 16:00 | 2.1434 | 2.1434
2021-06-10 16:30 | 2.3042 | 2.3042
2021-06-10 17:00 | 2.5185 | 2.5185
2021-06-10 17:30 | 2.8401 | 2.8401
2021-06-10 18:00 | 3.0544 | 3.0544
2021-06-10 18:30 | 3.5207 | 3.5207
2021-06-10 19:00 | 3.5903 | 3.5903
2021-06-10 19:30 | 3.5367 | 3.5367
2021-06-10 20:00 | 3.4831 | 3.4831
2021-06-10 20:30 | 3.3223 | 3.3223
2021-06-10 21:00 | 3.108 | 3.108
2021-06-10 21:30 | 3.1616 | 3.1616
2021-06-10 22:00 | 3.0544 | 3.0544
2021-06-10 22:30 | 2.7329 | 2.7329
2021-06-10 23:00 | 2.5185 | 2.5185
2021-06-10 23:30 | 2.5185 | 2.5185
2021-06-11 | 2.4114 | 2.4114
2021-06-11 00:30 | 2.3042 | 2.3042
2021-06-11 01:00 | 2.197 | 2.197
2021-06-11 01:30 | 2.3042 | 2.3042
2021-06-11 02:00 | 2.197 | 2.197
2021-06-11 02:30 | 2.0899 | 2.0899
2021-06-11 03:00 | 2.1434 | 2.1434
2021-06-11 03:30 | 2.197 | 2.197
2021-06-11 04:00 | 2.2506 | 2.2506
2021-06-11 04:30 | 2.3042 | 2.3042
2021-06-11 05:00 | 2.465 | 2.465
2021-06-11 05:30 | 2.6257 | 2.6257
2021-06-11 06:00 | 2.8401 | 2.8401
2021-06-11 06:30 | 3.0008 | 3.0008
2021-06-11 07:00 | 3.1616 | 3.1616
2021-06-11 07:30 | 3.2152 | 3.2152
2021-06-11 08:00 | 3.5367 | 3.5367
2021-06-11 08:30 | 3.3759 | 3.3759
2021-06-11 09:00 | 3.3759 | 3.3759
2021-06-11 09:30 | 2.8936 | 2.8936
2021-06-11 10:00 | 2.9472 | 2.9472
2021-06-11 10:30 | 2.3042 | 2.3042
2021-06-11 11:00 | 1.9827 | 1.9827
2021-06-11 11:30 | 1.8219 | 1.8219
2021-06-11 12:00 | 1.8755 | 1.8755
2021-06-11 12:30 | 1.6612 | 1.6612
2021-06-11 13:00 | 1.5004 | 1.5004
2021-06-11 13:30 | 1.554 | 1.554
2021-06-11 14:00 | 1.554 | 1.554
2021-06-11 14:30 | 1.6076 | 1.6076
2021-06-11 15:00 | 1.7683 | 1.7683
2021-06-11 15:30 | 1.8755 | 1.8755
2021-06-11 16:00 | 1.9827 | 1.9827
2021-06-11 16:30 | 2.0899 | 2.0899
2021-06-11 17:00 | 2.3042 | 2.3042
2021-06-11 17:30 | 2.6257 | 2.6257
2021-06-11 18:00 | 2.7329 | 2.7329
2021-06-11 18:30 | 3.1616 | 3.1616
2021-06-11 19:00 | 3.4295 | 3.4295
2021-06-11 19:30 | 3.3223 | 3.3223
2021-06-11 20:00 | 3.1616 | 3.1616
2021-06-11 20:30 | 3.0544 | 3.0544
2021-06-11 21:00 | 2.8936 | 2.8936
2021-06-11 21:30 | 3.108 | 3.108
2021-06-11 22:00 | 2.8401 | 2.8401
2021-06-11 22:30 | 2.6793 | 2.6793
2021-06-11 23:00 | 2.6257 | 2.6257
2021-06-11 23:30 | 2.5721 | 2.5721
2021-06-12 | 2.4114 | 2.4114
2021-06-12 00:30 | 2.4114 | 2.4114
2021-06-12 01:00 | 2.197 | 2.197
2021-06-12 01:30 | 2.3042 | 2.3042
2021-06-12 02:00 | 2.197 | 2.197
2021-06-12 02:30 | 2.197 | 2.197
2021-06-12 03:00 | 2.197 | 2.197
2021-06-12 03:30 | 2.3042 | 2.3042
2021-06-12 04:00 | 2.3042 | 2.3042
2021-06-12 04:30 | 2.3042 | 2.3042
2021-06-12 05:00 | 2.4114 | 2.4114
2021-06-12 05:30 | 2.6257 | 2.6257
2021-06-12 06:00 | 2.7329 | 2.7329
2021-06-12 06:30 | 2.9472 | 2.9472
2021-06-12 07:00 | 2.9472 | 2.9472
2021-06-12 07:30 | 3.2232 | 3.2232
2021-06-12 08:00 | 3.3759 | 3.3759
2021-06-12 08:30 | 3.2152 | 3.2152
2021-06-12 09:00 | 2.8936 | 2.8936
2021-06-12 09:30 | 2.7329 | 2.7329
2021-06-12 10:00 | 2.465 | 2.465
2021-06-12 10:30 | 2.0363 | 2.0363
2021-06-12 11:00 | 1.8755 | 1.8755
2021-06-12 11:30 | 1.7683 | 1.7683
2021-06-12 12:00 | 1.7148 | 1.7148
2021-06-12 12:30 | 1.554 | 1.554
2021-06-12 13:00 | 1.6612 | 1.6612
2021-06-12 13:30 | 1.6076 | 1.6076
2021-06-12 14:00 | 1.6076 | 1.6076
2021-06-12 14:30 | 1.6612 | 1.6612
2021-06-12 15:00 | 1.7683 | 1.7683
2021-06-12 15:30 | 1.7683 | 1.7683
2021-06-12 16:00 | 1.9827 | 1.9827
2021-06-12 16:30 | 2.0899 | 2.0899
2021-06-12 17:00 | 2.3042 | 2.3042
2021-06-12 17:30 | 2.4114 | 2.4114
2021-06-12 18:00 | 2.5185 | 2.5185
2021-06-12 18:30 | 2.7865 | 2.7865
2021-06-12 19:00 | 2.8936 | 2.8936
2021-06-12 19:30 | 2.7329 | 2.7329
2021-06-12 20:00 | 2.6793 | 2.6793
2021-06-12 20:30 | 2.6257 | 2.6257
2021-06-12 21:00 | 2.6793 | 2.6793
2021-06-12 21:30 | 2.7329 | 2.7329
2021-06-12 22:00 | 2.6257 | 2.6257
2021-06-12 22:30 | 2.5185 | 2.5185
2021-06-12 23:00 | 2.5185 | 2.5185
2021-06-12 23:30 | 2.2506 | 2.2506
2021-06-13 | 2.2506 | 2.2506
2021-06-13 00:30 | 2.1434 | 2.1434
2021-06-13 01:00 | 2.197 | 2.197
2021-06-13 01:30 | 2.0363 | 2.0363
2021-06-13 02:00 | 2.0363 | 2.0363
2021-06-13 02:30 | 1.8755 | 1.8755
2021-06-13 03:00 | 1.9291 | 1.9291
2021-06-13 03:30 | 1.9291 | 1.9291
2021-06-13 04:00 | 1.8755 | 1.8755
2021-06-13 04:30 | 1.9827 | 1.9827
2021-06-13 05:00 | 2.0899 | 2.0899
2021-06-13 05:30 | 2.197 | 2.197
2021-06-13 06:00 | 2.0899 | 2.0899
2021-06-13 06:30 | 2.2506 | 2.2506
2021-06-13 07:00 | 2.4114 | 2.4114
2021-06-13 07:30 | 2.7329 | 2.7329
2021-06-13 08:00 | 2.6257 | 2.6257
2021-06-13 08:30 | 2.52 | 2.52
2021-06-13 09:00 | 0.7502 | 0.7502
2021-06-13 09:30 | 2.6257 | 2.6257
2021-06-13 10:00 | 1.9291 | 1.9291
2021-06-13 10:30 | 1.9291 | 1.9291
2021-06-13 11:00 | 1.8219 | 1.8219
2021-06-13 11:30 | 1.7148 | 1.7148
2021-06-13 12:00 | 1.7683 | 1.7683
2021-06-13 12:30 | 2.3042 | 2.3042
2021-06-13 13:00 | 1.8755 | 1.8755
2021-06-13 13:30 | 1.8755 | 1.8755
2021-06-13 14:00 | 1.8755 | 1.8755
2021-06-13 14:30 | 1.9827 | 1.9827
2021-06-13 15:00 | 2.3042 | 2.3042
2021-06-13 15:30 | 2.197 | 2.197
2021-06-13 16:00 | 2.5185 | 2.5185
2021-06-13 16:30 | 2.7329 | 2.7329
2021-06-13 17:00 | 2.8401 | 2.8401
2021-06-13 17:30 | 2.9472 | 2.9472
2021-06-13 18:00 | 3.0544 | 3.0544
2021-06-13 18:30 | 3.2687 | 3.2687
2021-06-13 19:00 | 3.3223 | 3.3223
2021-06-13 19:30 | 3.108 | 3.108
2021-06-13 20:00 | 3.108 | 3.108
2021-06-13 20:30 | 2.7329 | 2.7329
2021-06-13 21:00 | 2.6257 | 2.6257
2021-06-13 21:30 | 2.6793 | 2.6793
2021-06-13 22:00 | 2.6257 | 2.6257
2021-06-13 22:30 | 2.4114 | 2.4114
2021-06-13 23:00 | 2.197 | 2.197
2021-06-13 23:30 | 2.0363 | 2.0363
2021-06-14 | 2.0899 | 2.0899
2021-06-14 00:30 | 1.8755 | 1.8755
2021-06-14 01:00 | 1.8219 | 1.8219
2021-06-14 01:30 | 1.8755 | 1.8755
2021-06-14 02:00 | 1.8219 | 1.8219
2021-06-14 02:30 | 1.7683 | 1.7683
2021-06-14 03:00 | 1.7148 | 1.7148
2021-06-14 03:30 | 1.8219 | 1.8219
2021-06-14 04:00 | 1.8755 | 1.8755
2021-06-14 04:30 | 1.9827 | 1.9827
2021-06-14 05:00 | 2.1434 | 2.1434
2021-06-14 05:30 | 2.197 | 2.197
2021-06-14 06:00 | 2.5185 | 2.5185
2021-06-14 06:30 | 2.6793 | 2.6793
2021-06-14 07:00 | 2.8936 | 2.8936
2021-06-14 07:30 | 2.8936 | 2.8936
2021-06-14 08:00 | 3.0008 | 3.0008
2021-06-14 08:30 | 2.7329 | 2.7329
2021-06-14 09:00 | 2.5185 | 2.5185
2021-06-14 09:30 | 2.4114 | 2.4114
2021-06-14 10:00 | 1.9827 | 1.9827
2021-06-14 10:30 | 2.197 | 2.197
2021-06-14 11:00 | 1.8755 | 1.8755
2021-06-14 11:30 | 2.197 | 2.197
2021-06-14 12:00 | 1.8667 | 1.8667
2021-06-14 12:30 | 1.7148 | 1.7148
2021-06-14 13:00 | 2.0899 | 2.0899
2021-06-14 13:30 | 2.3042 | 2.3042
2021-06-14 14:00 | 2.5721 | 2.5721
2021-06-14 14:30 | 2.5185 | 2.5185
2021-06-14 15:00 | 2.4114 | 2.4114
2021-06-14 15:30 | 2.197 | 2.197
2021-06-14 16:00 | 2.5721 | 2.5721
2021-06-14 16:30 | 2.4114 | 2.4114
2021-06-14 17:00 | 2.7329 | 2.7329
2021-06-14 17:30 | 2.9472 | 2.9472
2021-06-14 18:00 | 3.0544 | 3.0544
2021-06-14 18:30 | 3.2687 | 3.2687
2021-06-14 19:00 | 3.3223 | 3.3223
2021-06-14 19:30 | 3.1616 | 3.1616
2021-06-14 20:00 | 3.0008 | 3.0008
2021-06-14 20:30 | 2.9472 | 2.9472
2021-06-14 21:00 | 2.7865 | 2.7865
2021-06-14 21:30 | 2.8401 | 2.8401
2021-06-14 22:00 | 2.5185 | 2.5185
2021-06-14 22:30 | 2.3042 | 2.3042
2021-06-14 23:00 | 2.1434 | 2.1434
2021-06-14 23:30 | 1.9827 | 1.9827
2021-06-15 | 1.9827 | 1.9827
2021-06-15 00:30 | 1.8755 | 1.8755
2021-06-15 01:00 | 1.8219 | 1.8219
2021-06-15 01:30 | 1.8219 | 1.8219
2021-06-15 02:00 | 1.7683 | 1.7683
2021-06-15 02:30 | 1.7148 | 1.7148
2021-06-15 03:00 | 1.7683 | 1.7683
2021-06-15 03:30 | 1.8219 | 1.8219
2021-06-15 04:00 | 1.7148 | 1.7148
2021-06-15 04:30 | 1.8755 | 1.8755
2021-06-15 05:00 | 1.8219 | 1.8219
2021-06-15 05:30 | 2.1434 | 2.1434
2021-06-15 06:00 | 2.3042 | 2.3042
2021-06-15 06:30 | 2.6257 | 2.6257
2021-06-15 07:00 | 2.6257 | 2.6257
2021-06-15 07:30 | 2.8401 | 2.8401
2021-06-15 08:00 | 2.9472 | 2.9472
2021-06-15 08:30 | 2.5185 | 2.5185
2021-06-15 09:00 | 2.2506 | 2.2506
2021-06-15 09:30 | 2.1434 | 2.1434
2021-06-15 10:00 | 2.0899 | 2.0899
2021-06-15 10:30 | 1.8755 | 1.8755
2021-06-15 11:00 | 1.9827 | 1.9827
2021-06-15 11:30 | 2.0363 | 2.0363
2021-06-15 12:00 | 1.9827 | 1.9827
2021-06-15 12:30 | 2.0899 | 2.0899
2021-06-15 13:00 | 2.197 | 2.197
2021-06-15 13:30 | 2.3042 | 2.3042
2021-06-15 14:00 | 2.3578 | 2.3578
2021-06-15 14:30 | 2.4114 | 2.4114
2021-06-15 15:00 | 2.8401 | 2.8401
2021-06-15 15:30 | 3.0008 | 3.0008
2021-06-15 16:00 | 2.9472 | 2.9472
2021-06-15 16:30 | 3.4295 | 3.4295
2021-06-15 17:00 | 3.3759 | 3.3759
2021-06-15 17:30 | 3.1616 | 3.1616
2021-06-15 18:00 | 3.3759 | 3.3759
2021-06-15 18:30 | 3.6974 | 3.6974
2021-06-15 19:00 | 3.6974 | 3.6974
2021-06-15 19:30 | 3.4831 | 3.4831
2021-06-15 20:00 | 3.3759 | 3.3759
2021-06-15 20:30 | 3.1792 | 3.1792
2021-06-15 21:00 | 3.0544 | 3.0544
2021-06-15 21:30 | 3.108 | 3.108
2021-06-15 22:00 | 2.8401 | 2.8401
2021-06-15 22:30 | 2.6257 | 2.6257
2021-06-15 23:00 | 2.4114 | 2.4114
2021-06-15 23:30 | 2.3042 | 2.3042
2021-06-16 | 2.2506 | 2.2506
2021-06-16 00:30 | 2.197 | 2.197
2021-06-16 01:00 | 2.0363 | 2.0363
2021-06-16 01:30 | 1.8755 | 1.8755
2021-06-16 02:00 | 1.8755 | 1.8755
2021-06-16 02:30 | 1.9827 | 1.9827
2021-06-16 03:00 | 1.8755 | 1.8755
2021-06-16 03:30 | 1.8219 | 1.8219
2021-06-16 04:00 | 1.9827 | 1.9827
2021-06-16 04:30 | 2.0363 | 2.0363
2021-06-16 05:00 | 2.197 | 2.197
2021-06-16 05:30 | 2.0899 | 2.0899
2021-06-16 06:00 | 2.3042 | 2.3042
2021-06-16 06:30 | 2.6257 | 2.6257
2021-06-16 07:00 | 2.6257 | 2.6257
2021-06-16 07:30 | 2.6793 | 2.6793
2021-06-16 08:00 | 2.9472 | 2.9472
2021-06-16 08:30 | 2.6257 | 2.6257
2021-06-16 09:00 | 2.4114 | 2.4114
2021-06-16 09:30 | 2.4114 | 2.4114
2021-06-16 10:00 | 2.3042 | 2.3042
2021-06-16 10:30 | 2.197 | 2.197
2021-06-16 11:00 | 2.197 | 2.197
2021-06-16 11:30 | 2.2506 | 2.2506
2021-06-16 12:00 | 2.2506 | 2.2506
2021-06-16 12:30 | 2.6257 | 2.6257
2021-06-16 13:00 | 2.5721 | 2.5721
2021-06-16 13:30 | 2.6793 | 2.6793
2021-06-16 14:00 | 3.0008 | 3.0008
2021-06-16 14:30 | 3.3223 | 3.3223
2021-06-16 15:00 | 3.2687 | 3.2687
2021-06-16 15:30 | 3.4295 | 3.4295
2021-06-16 16:00 | 3.2152 | 3.2152
2021-06-16 16:30 | 3.4295 | 3.4295
2021-06-16 17:00 | 3.5903 | 3.5903
2021-06-16 17:30 | 3.4295 | 3.4295
2021-06-16 18:00 | 3.5903 | 3.5903
2021-06-16 18:30 | 3.6974 | 3.6974
2021-06-16 19:00 | 3.751 | 3.751
2021-06-16 19:30 | 3.4831 | 3.4831
2021-06-16 20:00 | 3.3223 | 3.3223
2021-06-16 20:30 | 3.0544 | 3.0544
2021-06-16 21:00 | 2.8936 | 2.8936
2021-06-16 21:30 | 2.9472 | 2.9472
2021-06-16 22:00 | 2.7865 | 2.7865
2021-06-16 22:30 | 2.5185 | 2.5185
2021-06-16 23:00 | 2.4114 | 2.4114
2021-06-16 23:30 | 2.2506 | 2.2506
2021-06-17 | 2.1434 | 2.1434
2021-06-17 00:30 | 2.0899 | 2.0899
2021-06-17 01:00 | 1.9827 | 1.9827
2021-06-17 01:30 | 1.8755 | 1.8755
2021-06-17 02:00 | 1.8755 | 1.8755
2021-06-17 02:30 | 1.8219 | 1.8219
2021-06-17 03:00 | 1.8755 | 1.8755
2021-06-17 03:30 | 1.8219 | 1.8219
2021-06-17 04:00 | 1.8219 | 1.8219
2021-06-17 04:30 | 1.8755 | 1.8755
2021-06-17 05:00 | 1.9827 | 1.9827
2021-06-17 05:30 | 2.0899 | 2.0899
2021-06-17 06:00 | 2.197 | 2.197
2021-06-17 06:30 | 2.5185 | 2.5185
2021-06-17 07:00 | 2.465 | 2.465
2021-06-17 07:30 | 2.7329 | 2.7329
2021-06-17 08:00 | 2.7329 | 2.7329
2021-06-17 08:30 | 2.5185 | 2.5185
2021-06-17 09:00 | 2.3042 | 2.3042
2021-06-17 09:30 | 2.1434 | 2.1434
2021-06-17 10:00 | 2.197 | 2.197
2021-06-17 10:30 | 1.8755 | 1.8755
2021-06-17 11:00 | 1.8755 | 1.8755
2021-06-17 11:30 | 1.7148 | 1.7148
2021-06-17 12:00 | 1.7683 | 1.7683
2021-06-17 12:30 | 1.7683 | 1.7683
2021-06-17 13:00 | 1.6612 | 1.6612
2021-06-17 13:30 | 1.6612 | 1.6612
2021-06-17 14:00 | 1.6612 | 1.6612
2021-06-17 14:30 | 1.7148 | 1.7148
2021-06-17 15:00 | 1.7683 | 1.7683
2021-06-17 15:30 | 1.9827 | 1.9827
2021-06-17 16:00 | 2.3042 | 2.3042
2021-06-17 16:30 | 2.3578 | 2.3578
2021-06-17 17:00 | 2.5185 | 2.5185
2021-06-17 17:30 | 2.8401 | 2.8401
2021-06-17 18:00 | 2.8401 | 2.8401
2021-06-17 18:30 | 3.0544 | 3.0544
2021-06-17 19:00 | 3.2687 | 3.2687
2021-06-17 19:30 | 3.0544 | 3.0544
2021-06-17 20:00 | 3.0008 | 3.0008
2021-06-17 20:30 | 2.7865 | 2.7865
2021-06-17 21:00 | 2.6793 | 2.6793
2021-06-17 21:30 | 2.6793 | 2.6793
2021-06-17 22:00 | 2.465 | 2.465
2021-06-17 22:30 | 2.3042 | 2.3042
2021-06-17 23:00 | 2.197 | 2.197
2021-06-17 23:30 | 2.1434 | 2.1434
2021-06-18 | 1.9291 | 1.9291
2021-06-18 00:30 | 1.9291 | 1.9291
2021-06-18 01:00 | 1.7683 | 1.7683
2021-06-18 01:30 | 1.7683 | 1.7683
2021-06-18 02:00 | 1.6612 | 1.6612
2021-06-18 02:30 | 1.7683 | 1.7683
2021-06-18 03:00 | 1.7683 | 1.7683
2021-06-18 03:30 | 1.6612 | 1.6612
2021-06-18 04:00 | 1.7683 | 1.7683
2021-06-18 04:30 | 1.7683 | 1.7683
2021-06-18 05:00 | 1.9827 | 1.9827
2021-06-18 05:30 | 2.1434 | 2.1434
2021-06-18 06:00 | 2.3042 | 2.3042
2021-06-18 06:30 | 2.6257 | 2.6257
2021-06-18 07:00 | 2.6793 | 2.6793
2021-06-18 07:30 | 2.8401 | 2.8401
2021-06-18 08:00 | 2.8401 | 2.8401
2021-06-18 08:30 | 2.7329 | 2.7329
2021-06-18 09:00 | 2.5185 | 2.5185
2021-06-18 09:30 | 2.2506 | 2.2506
2021-06-18 10:00 | 1.8755 | 1.8755
2021-06-18 10:30 | 1.8755 | 1.8755
2021-06-18 11:00 | 1.6076 | 1.6076
2021-06-18 11:30 | 1.4468 | 1.4468
2021-06-18 12:00 | 1.554 | 1.554
2021-06-18 12:30 | 1.7148 | 1.7148
2021-06-18 13:00 | 1.4468 | 1.4468
2021-06-18 13:30 | 1.6612 | 1.6612
2021-06-18 14:00 | 1.6076 | 1.6076
2021-06-18 14:30 | 1.6612 | 1.6612
2021-06-18 15:00 | 1.7683 | 1.7683
2021-06-18 15:30 | 1.8755 | 1.8755
2021-06-18 16:00 | 2.0899 | 2.0899
2021-06-18 16:30 | 2.3042 | 2.3042
2021-06-18 17:00 | 2.2506 | 2.2506
2021-06-18 17:30 | 2.7123 | 2.7123
2021-06-18 18:00 | 2.7865 | 2.7865
2021-06-18 18:30 | 3.1616 | 3.1616
2021-06-18 19:00 | 3.2687 | 3.2687
2021-06-18 19:30 | 3.108 | 3.108
2021-06-18 20:00 | 2.9472 | 2.9472
2021-06-18 20:30 | 2.8401 | 2.8401
2021-06-18 21:00 | 2.7329 | 2.7329
2021-06-18 21:30 | 2.7329 | 2.7329
2021-06-18 22:00 | 2.465 | 2.465
2021-06-18 22:30 | 2.465 | 2.465
2021-06-18 23:00 | 2.2506 | 2.2506
2021-06-18 23:30 | 2.0899 | 2.0899
2021-06-19 | 2.0899 | 2.0899
2021-06-19 00:30 | 1.9827 | 1.9827
2021-06-19 01:00 | 1.9291 | 1.9291
2021-06-19 01:30 | 1.8755 | 1.8755
2021-06-19 02:00 | 1.8219 | 1.8219
2021-06-19 02:30 | 1.7148 | 1.7148
2021-06-19 03:00 | 1.8755 | 1.8755
2021-06-19 03:30 | 1.7683 | 1.7683
2021-06-19 04:00 | 1.8219 | 1.8219
2021-06-19 04:30 | 1.9291 | 1.9291
2021-06-19 05:00 | 2.0899 | 2.0899
2021-06-19 05:30 | 2.0899 | 2.0899
2021-06-19 06:00 | 2.1434 | 2.1434
2021-06-19 06:30 | 2.4114 | 2.4114
2021-06-19 07:00 | 2.3042 | 2.3042
2021-06-19 07:30 | 2.7329 | 2.7329
2021-06-19 08:00 | 2.6793 | 2.6793
2021-06-19 08:30 | 2.7329 | 2.7329
2021-06-19 09:00 | 2.7865 | 2.7865
2021-06-19 09:30 | 2.8401 | 2.8401
2021-06-19 10:00 | 2.7865 | 2.7865
2021-06-19 10:30 | 2.8401 | 2.8401
2021-06-19 11:00 | 2.7329 | 2.7329
2021-06-19 11:30 | 2.5185 | 2.5185
2021-06-19 12:00 | 2.5185 | 2.5185
2021-06-19 12:30 | 2.5721 | 2.5721
2021-06-19 13:00 | 2.6257 | 2.6257
2021-06-19 13:30 | 2.6257 | 2.6257
2021-06-19 14:00 | 2.5185 | 2.5185
2021-06-19 14:30 | 2.5721 | 2.5721
2021-06-19 15:00 | 2.6257 | 2.6257
2021-06-19 15:30 | 2.6257 | 2.6257
2021-06-19 16:00 | 2.7329 | 2.7329
2021-06-19 16:30 | 2.7329 | 2.7329
2021-06-19 17:00 | 2.8936 | 2.8936
2021-06-19 17:30 | 3.0544 | 3.0544
2021-06-19 18:00 | 3.4295 | 3.4295
2021-06-19 18:30 | 3.751 | 3.751
2021-06-19 19:00 | 3.8046 | 3.8046
2021-06-19 19:30 | 3.5367 | 3.5367
2021-06-19 20:00 | 3.3759 | 3.3759
2021-06-19 20:30 | 3.3759 | 3.3759
2021-06-19 21:00 | 3.108 | 3.108
2021-06-19 21:30 | 3.1616 | 3.1616
2021-06-19 22:00 | 2.9472 | 2.9472
2021-06-19 22:30 | 2.8401 | 2.8401
2021-06-19 23:00 | 2.6257 | 2.6257
2021-06-19 23:30 | 2.5217 | 2.5217
2021-06-20 | 2.3578 | 2.3578
2021-06-20 00:30 | 2.2506 | 2.2506
2021-06-20 01:00 | 2.2506 | 2.2506
2021-06-20 01:30 | 2.197 | 2.197
2021-06-20 02:00 | 2.197 | 2.197
2021-06-20 02:30 | 2.1434 | 2.1434
2021-06-20 03:00 | 2.197 | 2.197
2021-06-20 03:30 | 2.197 | 2.197
2021-06-20 04:00 | 2.2506 | 2.2506
2021-06-20 04:30 | 2.3042 | 2.3042
2021-06-20 05:00 | 2.4114 | 2.4114
2021-06-20 05:30 | 2.4114 | 2.4114
2021-06-20 06:00 | 2.5185 | 2.5185
2021-06-20 06:30 | 2.7865 | 2.7865
2021-06-20 07:00 | 2.8401 | 2.8401
2021-06-20 07:30 | 3.0544 | 3.0544
2021-06-20 08:00 | 2.7329 | 2.7329
2021-06-20 08:30 | 2.8401 | 2.8401
2021-06-20 09:00 | 2.5721 | 2.5721
2021-06-20 09:30 | 2.3042 | 2.3042
2021-06-20 10:00 | 1.9291 | 1.9291
2021-06-20 10:30 | 1.8755 | 1.8755
2021-06-20 11:00 | 1.7148 | 1.7148
2021-06-20 11:30 | 1.7148 | 1.7148
2021-06-20 12:00 | 1.554 | 1.554
2021-06-20 12:30 | 1.554 | 1.554
2021-06-20 13:00 | 1.554 | 1.554
2021-06-20 13:30 | 1.4468 | 1.4468
2021-06-20 14:00 | 1.3932 | 1.3932
2021-06-20 14:30 | 1.4468 | 1.4468
2021-06-20 15:00 | 1.554 | 1.554
2021-06-20 15:30 | 1.7148 | 1.7148
2021-06-20 16:00 | 2.0363 | 2.0363
2021-06-20 16:30 | 2.0899 | 2.0899
2021-06-20 17:00 | 2.2506 | 2.2506
2021-06-20 17:30 | 2.5721 | 2.5721
2021-06-20 18:00 | 2.6793 | 2.6793
2021-06-20 18:30 | 3.1616 | 3.1616
2021-06-20 19:00 | 3.2152 | 3.2152
2021-06-20 19:30 | 3.0544 | 3.0544
2021-06-20 20:00 | 3.0008 | 3.0008
2021-06-20 20:30 | 2.9472 | 2.9472
2021-06-20 21:00 | 2.7329 | 2.7329
2021-06-20 21:30 | 2.8401 | 2.8401
2021-06-20 22:00 | 2.6257 | 2.6257
2021-06-20 22:30 | 2.465 | 2.465
2021-06-20 23:00 | 2.3578 | 2.3578
2021-06-20 23:30 | 2.3578 | 2.3578
2021-06-21 | 2.1434 | 2.1434
2021-06-21 00:30 | 2.197 | 2.197
2021-06-21 01:00 | 2.0899 | 2.0899
2021-06-21 01:30 | 1.9827 | 1.9827
2021-06-21 02:00 | 1.9827 | 1.9827
2021-06-21 02:30 | 1.9291 | 1.9291
2021-06-21 03:00 | 1.9827 | 1.9827
2021-06-21 03:30 | 2.0899 | 2.0899
2021-06-21 04:00 | 2.0899 | 2.0899
2021-06-21 04:30 | 2.197 | 2.197
2021-06-21 05:00 | 2.4114 | 2.4114
2021-06-21 05:30 | 2.4114 | 2.4114
2021-06-21 06:00 | 2.7865 | 2.7865
2021-06-21 06:30 | 3.0008 | 3.0008
2021-06-21 07:00 | 3.1616 | 3.1616
2021-06-21 07:30 | 3.4831 | 3.4831
2021-06-21 08:00 | 3.4831 | 3.4831
2021-06-21 08:30 | 3.2152 | 3.2152
2021-06-21 09:00 | 2.8936 | 2.8936
2021-06-21 09:30 | 2.4114 | 2.4114
2021-06-21 10:00 | 2.197 | 2.197
2021-06-21 10:30 | 1.9827 | 1.9827
2021-06-21 11:00 | 1.8755 | 1.8755
2021-06-21 11:30 | 1.8755 | 1.8755
2021-06-21 12:00 | 1.7683 | 1.7683
2021-06-21 12:30 | 1.554 | 1.554
2021-06-21 13:00 | 1.6076 | 1.6076
2021-06-21 13:30 | 1.554 | 1.554
2021-06-21 14:00 | 1.6076 | 1.6076
2021-06-21 14:30 | 1.7148 | 1.7148
2021-06-21 15:00 | 1.6612 | 1.6612
2021-06-21 15:30 | 1.9291 | 1.9291
2021-06-21 16:00 | 2.0363 | 2.0363
2021-06-21 16:30 | 2.3058 | 2.3058
2021-06-21 17:00 | 2.5185 | 2.5185
2021-06-21 17:30 | 2.6257 | 2.6257
2021-06-21 18:00 | 2.8401 | 2.8401
2021-06-21 18:30 | 3.1616 | 3.1616
2021-06-21 19:00 | 3.4831 | 3.4831
2021-06-21 19:30 | 3.2152 | 3.2152
2021-06-21 20:00 | 3.108 | 3.108
2021-06-21 20:30 | 2.9152 | 2.9152
2021-06-21 21:00 | 2.7382 | 2.7382
2021-06-21 21:30 | 2.8661 | 2.8661
2021-06-21 22:00 | 2.7035 | 2.7035
2021-06-21 22:30 | 2.3991 | 2.3991
2021-06-21 23:00 | 2.3758 | 2.3758
2021-06-21 23:30 | 2.1434 | 2.1434
2021-06-22 | 2.197 | 2.197
2021-06-22 00:30 | 1.9827 | 1.9827
2021-06-22 01:00 | 2.0363 | 2.0363
2021-06-22 01:30 | 1.9291 | 1.9291
2021-06-22 02:00 | 1.9291 | 1.9291
2021-06-22 02:30 | 1.8755 | 1.8755
2021-06-22 03:00 | 1.8755 | 1.8755
2021-06-22 03:30 | 1.8755 | 1.8755
2021-06-22 04:00 | 1.9827 | 1.9827
2021-06-22 04:30 | 2.0899 | 2.0899
2021-06-22 05:00 | 2.3042 | 2.3042
2021-06-22 05:30 | 2.5185 | 2.5185
2021-06-22 06:00 | 2.6257 | 2.6257
2021-06-22 06:30 | 3.0008 | 3.0008
2021-06-22 07:00 | 3.2152 | 3.2152
2021-06-22 07:30 | 3.4295 | 3.4295
2021-06-22 08:00 | 3.2152 | 3.2152
2021-06-22 08:30 | 2.7329 | 2.7329
2021-06-22 09:00 | 2.5185 | 2.5185
2021-06-22 09:30 | 2.197 | 2.197
2021-06-22 10:00 | 1.9827 | 1.9827
2021-06-22 10:30 | 1.8755 | 1.8755
2021-06-22 11:00 | 1.9291 | 1.9291
2021-06-22 11:30 | 1.8755 | 1.8755
2021-06-22 12:00 | 1.8219 | 1.8219
2021-06-22 12:30 | 1.7148 | 1.7148
2021-06-22 13:00 | 1.7148 | 1.7148
2021-06-22 13:30 | 1.5825 | 1.5825
2021-06-22 14:00 | 1.6612 | 1.6612
2021-06-22 14:30 | 2.0899 | 2.0899
2021-06-22 15:00 | 2.3042 | 2.3042
2021-06-22 15:30 | 2.2506 | 2.2506
2021-06-22 16:00 | 2.2506 | 2.2506
2021-06-22 16:30 | 2.6257 | 2.6257
2021-06-22 17:00 | 2.5185 | 2.5185
2021-06-22 17:30 | 2.7865 | 2.7865
2021-06-22 18:00 | 2.8936 | 2.8936
2021-06-22 18:30 | 3.2687 | 3.2687
2021-06-22 19:00 | 3.2687 | 3.2687
2021-06-22 19:30 | 3.0635 | 3.0635
2021-06-22 20:00 | 2.9472 | 2.9472
2021-06-22 20:30 | 2.9472 | 2.9472
2021-06-22 21:00 | 2.7329 | 2.7329
2021-06-22 21:30 | 2.7329 | 2.7329
2021-06-22 22:00 | 2.4114 | 2.4114
2021-06-22 22:30 | 2.2506 | 2.2506
2021-06-22 23:00 | 2.1434 | 2.1434
2021-06-22 23:30 | 2.0899 | 2.0899
2021-06-23 | 2.0363 | 2.0363
2021-06-23 00:30 | 1.8755 | 1.8755
2021-06-23 01:00 | 1.8219 | 1.8219
2021-06-23 01:30 | 1.7683 | 1.7683
2021-06-23 02:00 | 1.7683 | 1.7683
2021-06-23 02:30 | 1.8755 | 1.8755
2021-06-23 03:00 | 1.7683 | 1.7683
2021-06-23 03:30 | 1.7683 | 1.7683
2021-06-23 04:00 | 1.8219 | 1.8219
2021-06-23 04:30 | 2.0899 | 2.0899
2021-06-23 05:00 | 2.0899 | 2.0899
2021-06-23 05:30 | 2.3042 | 2.3042
2021-06-23 06:00 | 2.4114 | 2.4114
2021-06-23 06:30 | 2.7329 | 2.7329
2021-06-23 07:00 | 2.8936 | 2.8936
2021-06-23 07:30 | 2.9472 | 2.9472
2021-06-23 08:00 | 2.6793 | 2.6793
2021-06-23 08:30 | 2.4114 | 2.4114
2021-06-23 09:00 | 2.197 | 2.197
2021-06-23 09:30 | 2.2506 | 2.2506
2021-06-23 10:00 | 2.197 | 2.197
2021-06-23 10:30 | 2.0899 | 2.0899
2021-06-23 11:00 | 2.0899 | 2.0899
2021-06-23 11:30 | 2.1434 | 2.1434
2021-06-23 12:00 | 2.0363 | 2.0363
2021-06-23 12:30 | 2.197 | 2.197
2021-06-23 13:00 | 1.9827 | 1.9827
2021-06-23 13:30 | 1.9827 | 1.9827
2021-06-23 14:00 | 1.9827 | 1.9827
2021-06-23 14:30 | 2.0899 | 2.0899
2021-06-23 15:00 | 2.3042 | 2.3042
2021-06-23 15:30 | 2.4114 | 2.4114
2021-06-23 16:00 | 2.4114 | 2.4114
2021-06-23 16:30 | 2.6793 | 2.6793
2021-06-23 17:00 | 2.6257 | 2.6257
2021-06-23 17:30 | 2.8401 | 2.8401
2021-06-23 18:00 | 2.9472 | 2.9472
2021-06-23 18:30 | 3.2687 | 3.2687
2021-06-23 19:00 | 3.3759 | 3.3759
2021-06-23 19:30 | 3.2152 | 3.2152
2021-06-23 20:00 | 2.9472 | 2.9472
2021-06-23 20:30 | 2.9472 | 2.9472
2021-06-23 21:00 | 2.7329 | 2.7329
2021-06-23 21:30 | 2.7865 | 2.7865
2021-06-23 22:00 | 2.5185 | 2.5185
2021-06-23 22:30 | 2.3578 | 2.3578
2021-06-23 23:00 | 2.1434 | 2.1434
2021-06-23 23:30 | 2.0899 | 2.0899
2021-06-24 | 1.9291 | 1.9291
2021-06-24 00:30 | 1.9827 | 1.9827
2021-06-24 01:00 | 1.8035 | 1.8035
2021-06-24 01:30 | 1.7683 | 1.7683
2021-06-24 02:00 | 1.7683 | 1.7683
2021-06-24 02:30 | 1.7148 | 1.7148
2021-06-24 03:00 | 1.7683 | 1.7683
2021-06-24 03:30 | 1.7683 | 1.7683
2021-06-24 04:00 | 1.7683 | 1.7683
2021-06-24 04:30 | 1.8219 | 1.8219
2021-06-24 05:00 | 2.0899 | 2.0899
2021-06-24 05:30 | 2.0899 | 2.0899
2021-06-24 06:00 | 2.197 | 2.197
2021-06-24 06:30 | 2.4114 | 2.4114
2021-06-24 07:00 | 2.5721 | 2.5721
2021-06-24 07:30 | 2.6257 | 2.6257
2021-06-24 08:00 | 2.6793 | 2.6793
2021-06-24 08:30 | 2.7329 | 2.7329
2021-06-24 09:00 | 2.5721 | 2.5721
2021-06-24 09:30 | 2.6793 | 2.6793
2021-06-24 10:00 | 2.3578 | 2.3578
2021-06-24 10:30 | 2.5721 | 2.5721
2021-06-24 11:00 | 2.5185 | 2.5185
2021-06-24 11:30 | 2.3578 | 2.3578
2021-06-24 12:00 | 2.2506 | 2.2506
2021-06-24 12:30 | 2.5185 | 2.5185
2021-06-24 13:00 | 2.5185 | 2.5185
2021-06-24 13:30 | 2.3042 | 2.3042
2021-06-24 14:00 | 2.2506 | 2.2506
2021-06-24 14:30 | 2.4114 | 2.4114
2021-06-24 15:00 | 2.4114 | 2.4114
2021-06-24 15:30 | 2.465 | 2.465
2021-06-24 16:00 | 2.465 | 2.465
2021-06-24 16:30 | 2.6257 | 2.6257
2021-06-24 17:00 | 2.7865 | 2.7865
2021-06-24 17:30 | 2.9472 | 2.9472
2021-06-24 18:00 | 3.1616 | 3.1616
2021-06-24 18:30 | 3.4831 | 3.4831
2021-06-24 19:00 | 3.4831 | 3.4831
2021-06-24 19:30 | 3.3223 | 3.3223
2021-06-24 20:00 | 3.1616 | 3.1616
2021-06-24 20:30 | 2.9472 | 2.9472
2021-06-24 21:00 | 2.7329 | 2.7329
2021-06-24 21:30 | 2.8401 | 2.8401
2021-06-24 22:00 | 2.7329 | 2.7329
2021-06-24 22:30 | 2.3578 | 2.3578
2021-06-24 23:00 | 2.3042 | 2.3042
2021-06-24 23:30 | 2.2506 | 2.2506
2021-06-25 | 2.0899 | 2.0899
2021-06-25 00:30 | 1.9827 | 1.9827
2021-06-25 01:00 | 1.9827 | 1.9827
2021-06-25 01:30 | 1.9827 | 1.9827
2021-06-25 02:00 | 1.8219 | 1.8219
2021-06-25 02:30 | 1.8219 | 1.8219
2021-06-25 03:00 | 1.8755 | 1.8755
2021-06-25 03:30 | 1.8219 | 1.8219
2021-06-25 04:00 | 1.8755 | 1.8755
2021-06-25 04:30 | 1.8755 | 1.8755
2021-06-25 05:00 | 2.0899 | 2.0899
2021-06-25 05:30 | 2.3042 | 2.3042
2021-06-25 06:00 | 2.3042 | 2.3042
2021-06-25 06:30 | 2.7329 | 2.7329
2021-06-25 07:00 | 2.9472 | 2.9472
2021-06-25 07:30 | 3.0544 | 3.0544
2021-06-25 08:00 | 3.0544 | 3.0544
2021-06-25 08:30 | 3.0008 | 3.0008
2021-06-25 09:00 | 2.8401 | 2.8401
2021-06-25 09:30 | 2.8936 | 2.8936
2021-06-25 10:00 | 2.7329 | 2.7329
2021-06-25 10:30 | 2.5721 | 2.5721
2021-06-25 11:00 | 2.7865 | 2.7865
2021-06-25 11:30 | 2.3042 | 2.3042
2021-06-25 12:00 | 1.9291 | 1.9291
2021-06-25 12:30 | 1.7148 | 1.7148
2021-06-25 13:00 | 1.7148 | 1.7148
2021-06-25 13:30 | 2.0899 | 2.0899
2021-06-25 14:00 | 1.9827 | 1.9827
2021-06-25 14:30 | 1.8755 | 1.8755
2021-06-25 15:00 | 2.197 | 2.197
2021-06-25 15:30 | 1.7683 | 1.7683
2021-06-25 16:00 | 2.3042 | 2.3042
2021-06-25 16:30 | 2.197 | 2.197
2021-06-25 17:00 | 2.3042 | 2.3042
2021-06-25 17:30 | 2.6257 | 2.6257
2021-06-25 18:00 | 2.8401 | 2.8401
2021-06-25 18:30 | 3.3759 | 3.3759
2021-06-25 19:00 | 3.3759 | 3.3759
2021-06-25 19:30 | 3.3223 | 3.3223
2021-06-25 20:00 | 3.2687 | 3.2687
2021-06-25 20:30 | 3.0544 | 3.0544
2021-06-25 21:00 | 2.9472 | 2.9472
2021-06-25 21:30 | 3.0544 | 3.0544
2021-06-25 22:00 | 2.9472 | 2.9472
2021-06-25 22:30 | 2.7329 | 2.7329
2021-06-25 23:00 | 2.5721 | 2.5721
2021-06-25 23:30 | 2.3042 | 2.3042
2021-06-26 | 2.3042 | 2.3042
2021-06-26 00:30 | 2.197 | 2.197
2021-06-26 01:00 | 2.1434 | 2.1434
2021-06-26 01:30 | 2.1434 | 2.1434
2021-06-26 02:00 | 2.0899 | 2.0899
2021-06-26 02:30 | 1.9827 | 1.9827
2021-06-26 03:00 | 2.0899 | 2.0899
2021-06-26 03:30 | 1.9827 | 1.9827
2021-06-26 04:00 | 2.0363 | 2.0363
2021-06-26 04:30 | 2.0899 | 2.0899
2021-06-26 05:00 | 2.3042 | 2.3042
2021-06-26 05:30 | 2.4114 | 2.4114
2021-06-26 06:00 | 2.5185 | 2.5185
2021-06-26 06:30 | 2.6257 | 2.6257
2021-06-26 07:00 | 2.6793 | 2.6793
2021-06-26 07:30 | 3.0008 | 3.0008
2021-06-26 08:00 | 2.9472 | 2.9472
2021-06-26 08:30 | 2.8401 | 2.8401
2021-06-26 09:00 | 2.5721 | 2.5721
2021-06-26 09:30 | 2.4114 | 2.4114
2021-06-26 10:00 | 2.197 | 2.197
2021-06-26 10:30 | 1.9827 | 1.9827
2021-06-26 11:00 | 1.8755 | 1.8755
2021-06-26 11:30 | 1.6612 | 1.6612
2021-06-26 12:00 | 1.6612 | 1.6612
2021-06-26 12:30 | 1.554 | 1.554
2021-06-26 13:00 | 1.3932 | 1.3932
2021-06-26 13:30 | 1.4468 | 1.4468
2021-06-26 14:00 | 1.3932 | 1.3932
2021-06-26 14:30 | 1.3932 | 1.3932
2021-06-26 15:00 | 1.554 | 1.554
2021-06-26 15:30 | 1.6369 | 1.6369
2021-06-26 16:00 | 1.8755 | 1.8755
2021-06-26 16:30 | 2.0899 | 2.0899
2021-06-26 17:00 | 2.4114 | 2.4114
2021-06-26 17:30 | 2.6257 | 2.6257
2021-06-26 18:00 | 2.9472 | 2.9472
2021-06-26 18:30 | 3.2152 | 3.2152
2021-06-26 19:00 | 3.3223 | 3.3223
2021-06-26 19:30 | 3.3158 | 3.3158
2021-06-26 20:00 | 3.108 | 3.108
2021-06-26 20:30 | 3.1616 | 3.1616
2021-06-26 21:00 | 2.9472 | 2.9472
2021-06-26 21:30 | 3.0544 | 3.0544
2021-06-26 22:00 | 2.7865 | 2.7865
2021-06-26 22:30 | 2.6257 | 2.6257
2021-06-26 23:00 | 2.5185 | 2.5185
2021-06-26 23:30 | 2.4114 | 2.4114
2021-06-27 | 2.2506 | 2.2506
2021-06-27 00:30 | 2.3042 | 2.3042
2021-06-27 01:00 | 2.197 | 2.197
2021-06-27 01:30 | 2.197 | 2.197
2021-06-27 02:00 | 2.0899 | 2.0899
2021-06-27 02:30 | 2.0363 | 2.0363
2021-06-27 03:00 | 2.0899 | 2.0899
2021-06-27 03:30 | 2.0899 | 2.0899
2021-06-27 04:00 | 2.197 | 2.197
2021-06-27 04:30 | 2.197 | 2.197
2021-06-27 05:00 | 2.2506 | 2.2506
2021-06-27 05:30 | 2.3042 | 2.3042
2021-06-27 06:00 | 2.4114 | 2.4114
2021-06-27 06:30 | 2.6257 | 2.6257
2021-06-27 07:00 | 2.7329 | 2.7329
2021-06-27 07:30 | 2.9472 | 2.9472
2021-06-27 08:00 | 3.0008 | 3.0008
2021-06-27 08:30 | 2.7865 | 2.7865
2021-06-27 09:00 | 2.5721 | 2.5721
2021-06-27 09:30 | 2.4114 | 2.4114
2021-06-27 10:00 | 2.2506 | 2.2506
2021-06-27 10:30 | 2.0899 | 2.0899
2021-06-27 11:00 | 1.8755 | 1.8755
2021-06-27 11:30 | 1.6612 | 1.6612
2021-06-27 12:00 | 1.6612 | 1.6612
2021-06-27 12:30 | 1.6612 | 1.6612
2021-06-27 13:00 | 1.4468 | 1.4468
2021-06-27 13:30 | 1.4468 | 1.4468
2021-06-27 14:00 | 1.4468 | 1.4468
2021-06-27 14:30 | 1.554 | 1.554
2021-06-27 15:00 | 1.554 | 1.554
2021-06-27 15:30 | 1.7683 | 1.7683
2021-06-27 16:00 | 1.9291 | 1.9291
2021-06-27 16:30 | 2.0899 | 2.0899
2021-06-27 17:00 | 2.3042 | 2.3042
2021-06-27 17:30 | 2.5721 | 2.5721
2021-06-27 18:00 | 2.9472 | 2.9472
2021-06-27 18:30 | 3.2687 | 3.2687
2021-06-27 19:00 | 3.3759 | 3.3759
2021-06-27 19:30 | 3.2687 | 3.2687
2021-06-27 20:00 | 3.1616 | 3.1616
2021-06-27 20:30 | 2.9472 | 2.9472
2021-06-27 21:00 | 2.8936 | 2.8936
2021-06-27 21:30 | 2.8401 | 2.8401
2021-06-27 22:00 | 2.7329 | 2.7329
2021-06-27 22:30 | 2.465 | 2.465
2021-06-27 23:00 | 2.3042 | 2.3042
2021-06-27 23:30 | 2.2506 | 2.2506
2021-06-28 | 2.0899 | 2.0899
2021-06-28 00:30 | 2.0899 | 2.0899
2021-06-28 01:00 | 2.0363 | 2.0363
2021-06-28 01:30 | 1.9827 | 1.9827
2021-06-28 02:00 | 1.9827 | 1.9827
2021-06-28 02:30 | 1.9291 | 1.9291
2021-06-28 03:00 | 1.9827 | 1.9827
2021-06-28 03:30 | 1.8755 | 1.8755
2021-06-28 04:00 | 1.8755 | 1.8755
2021-06-28 04:30 | 1.9827 | 1.9827
2021-06-28 05:00 | 2.1434 | 2.1434
2021-06-28 05:30 | 2.4114 | 2.4114
2021-06-28 06:00 | 2.5185 | 2.5185
2021-06-28 06:30 | 2.7329 | 2.7329
2021-06-28 07:00 | 2.7865 | 2.7865
2021-06-28 07:30 | 3.0544 | 3.0544
2021-06-28 08:00 | 2.9472 | 2.9472
2021-06-28 08:30 | 2.9472 | 2.9472
2021-06-28 09:00 | 2.5721 | 2.5721
2021-06-28 09:30 | 2.4197 | 2.4197
2021-06-28 10:00 | 2.197 | 2.197
2021-06-28 10:30 | 1.9291 | 1.9291
2021-06-28 11:00 | 1.7683 | 1.7683
2021-06-28 11:30 | 1.7683 | 1.7683
2021-06-28 12:00 | 1.6612 | 1.6612
2021-06-28 12:30 | 1.7683 | 1.7683
2021-06-28 13:00 | 1.554 | 1.554
2021-06-28 13:30 | 1.5004 | 1.5004
2021-06-28 14:00 | 1.5004 | 1.5004
2021-06-28 14:30 | 1.6612 | 1.6612
2021-06-28 15:00 | 1.7683 | 1.7683
2021-06-28 15:30 | 1.8219 | 1.8219
2021-06-28 16:00 | 2.0899 | 2.0899
2021-06-28 16:30 | 2.4114 | 2.4114
2021-06-28 17:00 | 2.4114 | 2.4114
2021-06-28 17:30 | 2.6257 | 2.6257
2021-06-28 18:00 | 2.7329 | 2.7329
2021-06-28 18:30 | 3.0544 | 3.0544
2021-06-28 19:00 | 3.3759 | 3.3759
2021-06-28 19:30 | 3.1616 | 3.1616
2021-06-28 20:00 | 3.0544 | 3.0544
2021-06-28 20:30 | 2.7865 | 2.7865
2021-06-28 21:00 | 2.6257 | 2.6257
2021-06-28 21:30 | 2.6257 | 2.6257
2021-06-28 22:00 | 2.5185 | 2.5185
2021-06-28 22:30 | 2.3042 | 2.3042
2021-06-28 23:00 | 2.197 | 2.197
2021-06-28 23:30 | 2.0363 | 2.0363
2021-06-29 | 2.197 | 2.197
2021-06-29 00:30 | 1.9827 | 1.9827
2021-06-29 01:00 | 1.9827 | 1.9827
2021-06-29 01:30 | 1.7683 | 1.7683
2021-06-29 02:00 | 1.9291 | 1.9291
2021-06-29 02:30 | 1.7683 | 1.7683
2021-06-29 03:00 | 1.7683 | 1.7683
2021-06-29 03:30 | 1.7683 | 1.7683
2021-06-29 04:00 | 1.7683 | 1.7683
2021-06-29 04:30 | 1.8755 | 1.8755
2021-06-29 05:00 | 2.0363 | 2.0363
2021-06-29 05:30 | 2.2506 | 2.2506
2021-06-29 06:00 | 2.3578 | 2.3578
2021-06-29 06:30 | 2.465 | 2.465
2021-06-29 07:00 | 2.7329 | 2.7329
2021-06-29 07:30 | 2.7329 | 2.7329
2021-06-29 08:00 | 2.8936 | 2.8936
2021-06-29 08:30 | 2.5185 | 2.5185
2021-06-29 09:00 | 2.4114 | 2.4114
2021-06-29 09:30 | 2.1434 | 2.1434
2021-06-29 10:00 | 1.9827 | 1.9827
2021-06-29 10:30 | 1.8755 | 1.8755
2021-06-29 11:00 | 1.6612 | 1.6612
2021-06-29 11:30 | 1.6612 | 1.6612
2021-06-29 12:00 | 1.554 | 1.554
2021-06-29 12:30 | 1.6612 | 1.6612
2021-06-29 13:00 | 1.6612 | 1.6612
2021-06-29 13:30 | 1.7683 | 1.7683
2021-06-29 14:00 | 1.6612 | 1.6612
2021-06-29 14:30 | 1.8755 | 1.8755
2021-06-29 15:00 | 1.7683 | 1.7683
2021-06-29 15:30 | 2.0899 | 2.0899
2021-06-29 16:00 | 2.3578 | 2.3578
2021-06-29 16:30 | 2.5185 | 2.5185
2021-06-29 17:00 | 2.465 | 2.465
2021-06-29 17:30 | 2.7329 | 2.7329
2021-06-29 18:00 | 2.7865 | 2.7865
2021-06-29 18:30 | 3.108 | 3.108
2021-06-29 19:00 | 3.3759 | 3.3759
2021-06-29 19:30 | 3.1616 | 3.1616
2021-06-29 20:00 | 3.0008 | 3.0008
2021-06-29 20:30 | 2.8936 | 2.8936
2021-06-29 21:00 | 2.6793 | 2.6793
2021-06-29 21:30 | 2.7329 | 2.7329
2021-06-29 22:00 | 2.5185 | 2.5185
2021-06-29 22:30 | 2.3042 | 2.3042
2021-06-29 23:00 | 2.0899 | 2.0899
2021-06-29 23:30 | 2.0899 | 2.0899
2021-06-30 | 1.9827 | 1.9827
2021-06-30 00:30 | 1.8755 | 1.8755
2021-06-30 01:00 | 1.8219 | 1.8219
2021-06-30 01:30 | 1.7148 | 1.7148
2021-06-30 02:00 | 1.6612 | 1.6612
2021-06-30 02:30 | 1.7148 | 1.7148
2021-06-30 03:00 | 1.7683 | 1.7683
2021-06-30 03:30 | 1.7683 | 1.7683
2021-06-30 04:00 | 1.7148 | 1.7148
2021-06-30 04:30 | 1.8219 | 1.8219
2021-06-30 05:00 | 1.9291 | 1.9291
2021-06-30 05:30 | 2.0899 | 2.0899
2021-06-30 06:00 | 2.2506 | 2.2506
2021-06-30 06:30 | 2.4114 | 2.4114
2021-06-30 07:00 | 2.465 | 2.465
2021-06-30 07:30 | 2.5185 | 2.5185
2021-06-30 08:00 | 2.7329 | 2.7329
2021-06-30 08:30 | 2.7329 | 2.7329
2021-06-30 09:00 | 2.4114 | 2.4114
2021-06-30 09:30 | 2.4114 | 2.4114
2021-06-30 10:00 | 2.0899 | 2.0899
2021-06-30 10:30 | 1.8755 | 1.8755
2021-06-30 11:00 | 1.6612 | 1.6612
2021-06-30 11:30 | 2.0832 | 2.0832
2021-06-30 12:00 | 1.9827 | 1.9827
2021-06-30 12:30 | 2.1434 | 2.1434
2021-06-30 13:00 | 1.554 | 1.554
2021-06-30 13:30 | 1.8755 | 1.8755
2021-06-30 14:00 | 1.8755 | 1.8755
2021-06-30 14:30 | 2.197 | 2.197
2021-06-30 15:00 | 2.197 | 2.197
2021-06-30 15:30 | 2.0363 | 2.0363
2021-06-30 16:00 | 2.2506 | 2.2506
2021-06-30 16:30 | 2.4114 | 2.4114
2021-06-30 17:00 | 2.5185 | 2.5185
2021-06-30 17:30 | 2.7329 | 2.7329
2021-06-30 18:00 | 2.8401 | 2.8401
2021-06-30 18:30 | 3.2687 | 3.2687
2021-06-30 19:00 | 3.2687 | 3.2687
2021-06-30 19:30 | 3.1616 | 3.1616
2021-06-30 20:00 | 2.9472 | 2.9472
2021-06-30 20:30 | 2.8936 | 2.8936
2021-06-30 21:00 | 2.6257 | 2.6257
2021-06-30 21:30 | 2.5185 | 2.5185
2021-06-30 22:00 | 2.465 | 2.465
2021-06-30 22:30 | 2.197 | 2.197
2021-06-30 23:00 | 2.1434 | 2.1434
2021-06-30 23:30 | 1.9827 | 1.9827
2021-07-01 | 1.9291 | 1.9291
2021-07-01 00:30 | 1.8755 | 1.8755
2021-07-01 01:00 | 1.8755 | 1.8755
2021-07-01 01:30 | 1.8219 | 1.8219
2021-07-01 02:00 | 1.7683 | 1.7683
2021-07-01 02:30 | 1.7683 | 1.7683
2021-07-01 03:00 | 1.6612 | 1.6612
2021-07-01 03:30 | 1.7148 | 1.7148
2021-07-01 04:00 | 1.7683 | 1.7683
2021-07-01 04:30 | 1.8219 | 1.8219
2021-07-01 05:00 | 1.9827 | 1.9827
2021-07-01 05:30 | 2.0899 | 2.0899
2021-07-01 06:00 | 2.197 | 2.197
2021-07-01 06:30 | 2.2506 | 2.2506
2021-07-01 07:00 | 2.4114 | 2.4114
2021-07-01 07:30 | 2.5185 | 2.5185
2021-07-01 08:00 | 2.6793 | 2.6793
2021-07-01 08:30 | 2.5185 | 2.5185
2021-07-01 09:00 | 2.2506 | 2.2506
2021-07-01 09:30 | 2.197 | 2.197
2021-07-01 10:00 | 1.7683 | 1.7683
2021-07-01 10:30 | 1.7683 | 1.7683
2021-07-01 11:00 | 1.6076 | 1.6076
2021-07-01 11:30 | 1.7148 | 1.7148
2021-07-01 12:00 | 1.7683 | 1.7683
2021-07-01 12:30 | 1.5004 | 1.5004
2021-07-01 13:00 | 1.6076 | 1.6076
2021-07-01 13:30 | 1.4468 | 1.4468
2021-07-01 14:00 | 1.6612 | 1.6612
2021-07-01 14:30 | 1.7683 | 1.7683
2021-07-01 15:00 | 2.0899 | 2.0899
2021-07-01 15:30 | 1.9827 | 1.9827
2021-07-01 16:00 | 2.197 | 2.197
2021-07-01 16:30 | 2.3042 | 2.3042
2021-07-01 17:00 | 2.4114 | 2.4114
2021-07-01 17:30 | 2.5721 | 2.5721
2021-07-01 18:00 | 2.7329 | 2.7329
2021-07-01 18:30 | 2.8936 | 2.8936
2021-07-01 19:00 | 3.0544 | 3.0544
2021-07-01 19:30 | 2.8936 | 2.8936
2021-07-01 20:00 | 2.9472 | 2.9472
2021-07-01 20:30 | 2.7865 | 2.7865
2021-07-01 21:00 | 2.6795 | 2.6795
2021-07-01 21:30 | 2.6793 | 2.6793
2021-07-01 22:00 | 2.6257 | 2.6257
2021-07-01 22:30 | 2.3042 | 2.3042
2021-07-01 23:00 | 2.1434 | 2.1434
2021-07-01 23:30 | 2.0363 | 2.0363
2021-07-02 | 1.8755 | 1.8755
2021-07-02 00:30 | 1.8219 | 1.8219
2021-07-02 01:00 | 1.7683 | 1.7683
2021-07-02 01:30 | 1.7683 | 1.7683
2021-07-02 02:00 | 1.6612 | 1.6612
2021-07-02 02:30 | 1.8219 | 1.8219
2021-07-02 03:00 | 1.7148 | 1.7148
2021-07-02 03:30 | 1.7683 | 1.7683
2021-07-02 04:00 | 1.7148 | 1.7148
2021-07-02 04:30 | 1.8219 | 1.8219
2021-07-02 05:00 | 1.9291 | 1.9291
2021-07-02 05:30 | 1.9833 | 1.9833
2021-07-02 06:00 | 2.197 | 2.197
2021-07-02 06:30 | 2.3578 | 2.3578
2021-07-02 07:00 | 2.5721 | 2.5721
2021-07-02 07:30 | 2.7329 | 2.7329
2021-07-02 08:00 | 2.7329 | 2.7329
2021-07-02 08:30 | 2.5185 | 2.5185
2021-07-02 09:00 | 2.3042 | 2.3042
2021-07-02 09:30 | 2.197 | 2.197
2021-07-02 10:00 | 1.9827 | 1.9827
2021-07-02 10:30 | 1.7683 | 1.7683
2021-07-02 11:00 | 1.8219 | 1.8219
2021-07-02 11:30 | 1.6076 | 1.6076
2021-07-02 12:00 | 1.5004 | 1.5004
2021-07-02 12:30 | 1.3932 | 1.3932
2021-07-02 13:00 | 1.3932 | 1.3932
2021-07-02 13:30 | 1.4468 | 1.4468
2021-07-02 14:00 | 1.4468 | 1.4468
2021-07-02 14:30 | 1.554 | 1.554
2021-07-02 15:00 | 1.6612 | 1.6612
2021-07-02 15:30 | 1.6612 | 1.6612
2021-07-02 16:00 | 1.9827 | 1.9827
2021-07-02 16:30 | 2.1434 | 2.1434
2021-07-02 17:00 | 2.3042 | 2.3042
2021-07-02 17:30 | 2.5721 | 2.5721
2021-07-02 18:00 | 2.5721 | 2.5721
2021-07-02 18:30 | 2.8401 | 2.8401
2021-07-02 19:00 | 3.0008 | 3.0008
2021-07-02 19:30 | 2.8936 | 2.8936
2021-07-02 20:00 | 2.7865 | 2.7865
2021-07-02 20:30 | 2.6257 | 2.6257
2021-07-02 21:00 | 2.5185 | 2.5185
2021-07-02 21:30 | 2.5721 | 2.5721
2021-07-02 22:00 | 2.4114 | 2.4114
2021-07-02 22:30 | 2.3578 | 2.3578
2021-07-02 23:00 | 2.3042 | 2.3042
2021-07-02 23:30 | 2.0899 | 2.0899
2021-07-03 | 2.0899 | 2.0899
2021-07-03 00:30 | 1.9827 | 1.9827
2021-07-03 01:00 | 1.8755 | 1.8755
2021-07-03 01:30 | 1.8755 | 1.8755
2021-07-03 02:00 | 1.8219 | 1.8219
2021-07-03 02:30 | 1.8755 | 1.8755
2021-07-03 03:00 | 1.8219 | 1.8219
2021-07-03 03:30 | 1.8219 | 1.8219
2021-07-03 04:00 | 1.8219 | 1.8219
2021-07-03 04:30 | 1.8755 | 1.8755
2021-07-03 05:00 | 1.9827 | 1.9827
2021-07-03 05:30 | 2.0899 | 2.0899
2021-07-03 06:00 | 2.197 | 2.197
2021-07-03 06:30 | 2.3042 | 2.3042
2021-07-03 07:00 | 2.3578 | 2.3578
2021-07-03 07:30 | 2.5185 | 2.5185
2021-07-03 08:00 | 2.6257 | 2.6257
2021-07-03 08:30 | 2.5185 | 2.5185
2021-07-03 09:00 | 2.197 | 2.197
2021-07-03 09:30 | 1.9291 | 1.9291
2021-07-03 10:00 | 1.7683 | 1.7683
2021-07-03 10:30 | 1.7148 | 1.7148
2021-07-03 11:00 | 1.5004 | 1.5004
2021-07-03 11:30 | 1.4468 | 1.4468
2021-07-03 12:00 | 1.3932 | 1.3932
2021-07-03 12:30 | 1.3932 | 1.3932
2021-07-03 13:00 | 1.2861 | 1.2861
2021-07-03 13:30 | 1.2861 | 1.2861
2021-07-03 14:00 | 1.2861 | 1.2861
2021-07-03 14:30 | 1.3932 | 1.3932
2021-07-03 15:00 | 1.4468 | 1.4468
2021-07-03 15:30 | 1.5004 | 1.5004
2021-07-03 16:00 | 1.6076 | 1.6076
2021-07-03 16:30 | 1.9291 | 1.9291
2021-07-03 17:00 | 2.0363 | 2.0363
2021-07-03 17:30 | 2.3578 | 2.3578
2021-07-03 18:00 | 2.6251 | 2.6251
2021-07-03 18:30 | 3.0544 | 3.0544
2021-07-03 19:00 | 3.0544 | 3.0544
2021-07-03 19:30 | 2.9472 | 2.9472
2021-07-03 20:00 | 2.8401 | 2.8401
2021-07-03 20:30 | 2.6257 | 2.6257
2021-07-03 21:00 | 2.5721 | 2.5721
2021-07-03 21:30 | 2.6793 | 2.6793
2021-07-03 22:00 | 2.465 | 2.465
2021-07-03 22:30 | 2.3042 | 2.3042
2021-07-03 23:00 | 2.3042 | 2.3042
2021-07-03 23:30 | 2.0899 | 2.0899
2021-07-04 | 2.0899 | 2.0899
2021-07-04 00:30 | 1.8755 | 1.8755
2021-07-04 01:00 | 1.8219 | 1.8219
2021-07-04 01:30 | 1.8755 | 1.8755
2021-07-04 02:00 | 1.8755 | 1.8755
2021-07-04 02:30 | 1.9291 | 1.9291
2021-07-04 03:00 | 1.8755 | 1.8755
2021-07-04 03:30 | 1.9827 | 1.9827
2021-07-04 04:00 | 1.8755 | 1.8755
2021-07-04 04:30 | 1.9827 | 1.9827
2021-07-04 05:00 | 2.0899 | 2.0899
2021-07-04 05:30 | 2.197 | 2.197
2021-07-04 06:00 | 2.197 | 2.197
2021-07-04 06:30 | 2.3042 | 2.3042
2021-07-04 07:00 | 2.3578 | 2.3578
2021-07-04 07:30 | 2.6793 | 2.6793
2021-07-04 08:00 | 2.7329 | 2.7329
2021-07-04 08:30 | 2.7329 | 2.7329
2021-07-04 09:00 | 2.4114 | 2.4114
2021-07-04 09:30 | 2.2506 | 2.2506
2021-07-04 10:00 | 1.8755 | 1.8755
2021-07-04 10:30 | 1.7683 | 1.7683
2021-07-04 11:00 | 1.554 | 1.554
2021-07-04 11:30 | 1.554 | 1.554
2021-07-04 12:00 | 1.4468 | 1.4468
2021-07-04 12:30 | 1.5004 | 1.5004
2021-07-04 13:00 | 1.4468 | 1.4468
2021-07-04 13:30 | 1.3397 | 1.3397
2021-07-04 14:00 | 1.3932 | 1.3932
2021-07-04 14:30 | 1.3932 | 1.3932
2021-07-04 15:00 | 1.5004 | 1.5004
2021-07-04 15:30 | 1.554 | 1.554
2021-07-04 16:00 | 1.7683 | 1.7683
2021-07-04 16:30 | 2.0899 | 2.0899
2021-07-04 17:00 | 2.3042 | 2.3042
2021-07-04 17:30 | 2.5185 | 2.5185
2021-07-04 18:00 | 2.9472 | 2.9472
2021-07-04 18:30 | 3.1616 | 3.1616
2021-07-04 19:00 | 3.3223 | 3.3223
2021-07-04 19:30 | 3.1616 | 3.1616
2021-07-04 20:00 | 3.0008 | 3.0008
2021-07-04 20:30 | 2.9472 | 2.9472
2021-07-04 21:00 | 2.8401 | 2.8401
2021-07-04 21:30 | 2.7865 | 2.7865
2021-07-04 22:00 | 2.5721 | 2.5721
2021-07-04 22:30 | 2.465 | 2.465
2021-07-04 23:00 | 2.4114 | 2.4114
2021-07-04 23:30 | 2.197 | 2.197
2021-07-05 | 2.1434 | 2.1434
2021-07-05 00:30 | 2.0363 | 2.0363
2021-07-05 01:00 | 1.9827 | 1.9827
2021-07-05 01:30 | 2.0899 | 2.0899
2021-07-05 02:00 | 2.0899 | 2.0899
2021-07-05 02:30 | 2.0363 | 2.0363
2021-07-05 03:00 | 1.9827 | 1.9827
2021-07-05 03:30 | 1.9291 | 1.9291
2021-07-05 04:00 | 2.0899 | 2.0899
2021-07-05 04:30 | 2.1434 | 2.1434
2021-07-05 05:00 | 2.3042 | 2.3042
2021-07-05 05:30 | 2.6257 | 2.6257
2021-07-05 06:00 | 2.7329 | 2.7329
2021-07-05 06:30 | 2.9472 | 2.9472
2021-07-05 07:00 | 3.108 | 3.108
2021-07-05 07:30 | 3.3223 | 3.3223
2021-07-05 08:00 | 3.3223 | 3.3223
2021-07-05 08:30 | 3.1616 | 3.1616
2021-07-05 09:00 | 2.8401 | 2.8401
2021-07-05 09:30 | 2.5185 | 2.5185
2021-07-05 10:00 | 2.3042 | 2.3042
2021-07-05 10:30 | 2.0899 | 2.0899
2021-07-05 11:00 | 1.8755 | 1.8755
2021-07-05 11:30 | 1.7683 | 1.7683
2021-07-05 12:00 | 1.7148 | 1.7148
2021-07-05 12:30 | 1.5004 | 1.5004
2021-07-05 13:00 | 1.4468 | 1.4468
2021-07-05 13:30 | 1.554 | 1.554
2021-07-05 14:00 | 1.4468 | 1.4468
2021-07-05 14:30 | 1.6076 | 1.6076
2021-07-05 15:00 | 1.554 | 1.554
2021-07-05 15:30 | 1.8278 | 1.8278
2021-07-05 16:00 | 1.8755 | 1.8755
2021-07-05 16:30 | 2.3042 | 2.3042
2021-07-05 17:00 | 2.4114 | 2.4114
2021-07-05 17:30 | 2.7329 | 2.7329
2021-07-05 18:00 | 2.7329 | 2.7329
2021-07-05 18:30 | 3.3223 | 3.3223
2021-07-05 19:00 | 3.3759 | 3.3759
2021-07-05 19:30 | 3.3759 | 3.3759
2021-07-05 20:00 | 3.108 | 3.108
2021-07-05 20:30 | 3.0544 | 3.0544
2021-07-05 21:00 | 2.8936 | 2.8936
2021-07-05 21:30 | 2.8936 | 2.8936
2021-07-05 22:00 | 2.7329 | 2.7329
2021-07-05 22:30 | 2.6257 | 2.6257
2021-07-05 23:00 | 2.3578 | 2.3578
2021-07-05 23:30 | 2.3042 | 2.3042
2021-07-06 | 2.197 | 2.197
2021-07-06 00:30 | 1.9827 | 1.9827
2021-07-06 01:00 | 1.8755 | 1.8755
2021-07-06 01:30 | 1.9827 | 1.9827
2021-07-06 02:00 | 1.9827 | 1.9827
2021-07-06 02:30 | 1.9827 | 1.9827
2021-07-06 03:00 | 2.0899 | 2.0899
2021-07-06 03:30 | 1.9827 | 1.9827
2021-07-06 04:00 | 2.0899 | 2.0899
2021-07-06 04:30 | 2.197 | 2.197
2021-07-06 05:00 | 2.3042 | 2.3042
2021-07-06 05:30 | 2.6257 | 2.6257
2021-07-06 06:00 | 2.7865 | 2.7865
2021-07-06 06:30 | 3.0008 | 3.0008
2021-07-06 07:00 | 3.2687 | 3.2687
2021-07-06 07:30 | 3.3759 | 3.3759
2021-07-06 08:00 | 3.2687 | 3.2687
2021-07-06 08:30 | 3.0544 | 3.0544
2021-07-06 09:00 | 2.6257 | 2.6257
2021-07-06 09:30 | 2.4114 | 2.4114
2021-07-06 10:00 | 2.0899 | 2.0899
2021-07-06 10:30 | 1.9827 | 1.9827
2021-07-06 11:00 | 1.7683 | 1.7683
2021-07-06 11:30 | 1.6612 | 1.6612
2021-07-06 12:00 | 1.554 | 1.554
2021-07-06 12:30 | 1.554 | 1.554
2021-07-06 13:00 | 1.3932 | 1.3932
2021-07-06 13:30 | 1.5004 | 1.5004
2021-07-06 14:00 | 1.6076 | 1.6076
2021-07-06 14:30 | 1.554 | 1.554
2021-07-06 15:00 | 1.554 | 1.554
2021-07-06 15:30 | 1.6612 | 1.6612
2021-07-06 16:00 | 1.8755 | 1.8755
2021-07-06 16:30 | 2.1434 | 2.1434
2021-07-06 17:00 | 2.3042 | 2.3042
2021-07-06 17:30 | 2.5185 | 2.5185
2021-07-06 18:00 | 2.7078 | 2.7078
2021-07-06 18:30 | 3.124 | 3.124
2021-07-06 19:00 | 3.4072 | 3.4072
2021-07-06 19:30 | 3.1616 | 3.1616
2021-07-06 20:00 | 3.2152 | 3.2152
2021-07-06 20:30 | 3.0544 | 3.0544
2021-07-06 21:00 | 2.9472 | 2.9472
2021-07-06 21:30 | 2.8936 | 2.8936
2021-07-06 22:00 | 2.6257 | 2.6257
2021-07-06 22:30 | 2.4114 | 2.4114
2021-07-06 23:00 | 2.2506 | 2.2506
2021-07-06 23:30 | 2.2506 | 2.2506
2021-07-07 | 2.0899 | 2.0899
2021-07-07 00:30 | 2.0899 | 2.0899
2021-07-07 01:00 | 2.0899 | 2.0899
2021-07-07 01:30 | 1.9827 | 1.9827
2021-07-07 02:00 | 2.0363 | 2.0363
2021-07-07 02:30 | 1.9291 | 1.9291
2021-07-07 03:00 | 1.9827 | 1.9827
2021-07-07 03:30 | 1.9827 | 1.9827
2021-07-07 04:00 | 1.9827 | 1.9827
2021-07-07 04:30 | 2.1434 | 2.1434
2021-07-07 05:00 | 2.2506 | 2.2506
2021-07-07 05:30 | 2.6257 | 2.6257
2021-07-07 06:00 | 2.8401 | 2.8401
2021-07-07 06:30 | 3.0008 | 3.0008
2021-07-07 07:00 | 3.1616 | 3.1616
2021-07-07 07:30 | 3.3223 | 3.3223
2021-07-07 08:00 | 3.2687 | 3.2687
2021-07-07 08:30 | 2.9472 | 2.9472
2021-07-07 09:00 | 2.5185 | 2.5185
2021-07-07 09:30 | 2.3042 | 2.3042
2021-07-07 10:00 | 2.0899 | 2.0899
2021-07-07 10:30 | 1.8755 | 1.8755
2021-07-07 11:00 | 1.8219 | 1.8219
2021-07-07 11:30 | 1.7683 | 1.7683
2021-07-07 12:00 | 1.554 | 1.554
2021-07-07 12:30 | 1.554 | 1.554
2021-07-07 13:00 | 1.5004 | 1.5004
2021-07-07 13:30 | 1.4468 | 1.4468
2021-07-07 14:00 | 1.5004 | 1.5004
2021-07-07 14:30 | 1.554 | 1.554
2021-07-07 15:00 | 1.6612 | 1.6612
2021-07-07 15:30 | 1.7183 | 1.7183
2021-07-07 16:00 | 1.9291 | 1.9291
2021-07-07 16:30 | 2.2506 | 2.2506
2021-07-07 17:00 | 2.3042 | 2.3042
2021-07-07 17:30 | 2.5185 | 2.5185
2021-07-07 18:00 | 2.7865 | 2.7865
2021-07-07 18:30 | 3.108 | 3.108
2021-07-07 19:00 | 3.3759 | 3.3759
2021-07-07 19:30 | 3.0544 | 3.0544
2021-07-07 20:00 | 2.8936 | 2.8936
2021-07-07 20:30 | 2.8401 | 2.8401
2021-07-07 21:00 | 2.7329 | 2.7329
2021-07-07 21:30 | 2.8401 | 2.8401
2021-07-07 22:00 | 2.6257 | 2.6257
2021-07-07 22:30 | 2.3578 | 2.3578
2021-07-07 23:00 | 2.2506 | 2.2506
2021-07-07 23:30 | 2.0899 | 2.0899
2021-07-08 | 2.0363 | 2.0363
2021-07-08 00:30 | 1.9827 | 1.9827
2021-07-08 01:00 | 1.9827 | 1.9827
2021-07-08 01:30 | 1.8755 | 1.8755
2021-07-08 02:00 | 1.8219 | 1.8219
2021-07-08 02:30 | 1.8219 | 1.8219
2021-07-08 03:00 | 1.7683 | 1.7683
2021-07-08 03:30 | 1.8755 | 1.8755
2021-07-08 04:00 | 1.8219 | 1.8219
2021-07-08 04:30 | 1.8755 | 1.8755
2021-07-08 05:00 | 2.0899 | 2.0899
2021-07-08 05:30 | 2.2506 | 2.2506
2021-07-08 06:00 | 2.6257 | 2.6257
2021-07-08 06:30 | 2.7329 | 2.7329
2021-07-08 07:00 | 2.8401 | 2.8401
2021-07-08 07:30 | 2.7865 | 2.7865
2021-07-08 08:00 | 2.9472 | 2.9472
2021-07-08 08:30 | 2.6793 | 2.6793
2021-07-08 09:00 | 2.5185 | 2.5185
2021-07-08 09:30 | 2.197 | 2.197
2021-07-08 10:00 | 1.9827 | 1.9827
2021-07-08 10:30 | 1.7683 | 1.7683
2021-07-08 11:00 | 1.7683 | 1.7683
2021-07-08 11:30 | 1.554 | 1.554
2021-07-08 12:00 | 1.554 | 1.554
2021-07-08 12:30 | 1.7148 | 1.7148
2021-07-08 13:00 | 1.6612 | 1.6612
2021-07-08 13:30 | 1.7148 | 1.7148
2021-07-08 14:00 | 1.6612 | 1.6612
2021-07-08 14:30 | 1.8219 | 1.8219
2021-07-08 15:00 | 1.8219 | 1.8219
2021-07-08 15:30 | 2.0363 | 2.0363
2021-07-08 16:00 | 2.2506 | 2.2506
2021-07-08 16:30 | 2.3578 | 2.3578
2021-07-08 17:00 | 2.3578 | 2.3578
2021-07-08 17:30 | 2.6257 | 2.6257
2021-07-08 18:00 | 2.8401 | 2.8401
2021-07-08 18:30 | 2.9472 | 2.9472
2021-07-08 19:00 | 3.2152 | 3.2152
2021-07-08 19:30 | 2.9472 | 2.9472
2021-07-08 20:00 | 2.8936 | 2.8936
2021-07-08 20:30 | 2.6793 | 2.6793
2021-07-08 21:00 | 2.5721 | 2.5721
2021-07-08 21:30 | 2.6257 | 2.6257
2021-07-08 22:00 | 2.465 | 2.465
2021-07-08 22:30 | 2.3042 | 2.3042
2021-07-08 23:00 | 2.1434 | 2.1434
2021-07-08 23:30 | 2.0363 | 2.0363
2021-07-09 | 1.9291 | 1.9291
2021-07-09 00:30 | 1.8755 | 1.8755
2021-07-09 01:00 | 1.7683 | 1.7683
2021-07-09 01:30 | 1.7148 | 1.7148
2021-07-09 02:00 | 1.7683 | 1.7683
2021-07-09 02:30 | 1.7148 | 1.7148
2021-07-09 03:00 | 1.7683 | 1.7683
2021-07-09 03:30 | 1.7683 | 1.7683
2021-07-09 04:00 | 1.7683 | 1.7683
2021-07-09 04:30 | 1.9827 | 1.9827
2021-07-09 05:00 | 2.0899 | 2.0899
2021-07-09 05:30 | 2.3578 | 2.3578
2021-07-09 06:00 | 2.465 | 2.465
2021-07-09 06:30 | 2.7329 | 2.7329
2021-07-09 07:00 | 2.7865 | 2.7865
2021-07-09 07:30 | 3.0008 | 3.0008
2021-07-09 08:00 | 2.8936 | 2.8936
2021-07-09 08:30 | 2.6257 | 2.6257
2021-07-09 09:00 | 2.4114 | 2.4114
2021-07-09 09:30 | 2.1434 | 2.1434
2021-07-09 10:00 | 1.9827 | 1.9827
2021-07-09 10:30 | 1.9827 | 1.9827
2021-07-09 11:00 | 1.6612 | 1.6612
2021-07-09 11:30 | 1.6612 | 1.6612
2021-07-09 12:00 | 1.5004 | 1.5004
2021-07-09 12:30 | 1.6456 | 1.6456
2021-07-09 13:00 | 1.6076 | 1.6076
2021-07-09 13:30 | 1.6322 | 1.6322
2021-07-09 14:00 | 1.554 | 1.554
2021-07-09 14:30 | 1.5004 | 1.5004
2021-07-09 15:00 | 1.6612 | 1.6612
2021-07-09 15:30 | 1.7683 | 1.7683
2021-07-09 16:00 | 1.9827 | 1.9827
2021-07-09 16:30 | 2.1434 | 2.1434
2021-07-09 17:00 | 2.465 | 2.465
2021-07-09 17:30 | 2.5185 | 2.5185
2021-07-09 18:00 | 2.6257 | 2.6257
2021-07-09 18:30 | 2.8411 | 2.8411
2021-07-09 19:00 | 3.0544 | 3.0544
2021-07-09 19:30 | 2.8401 | 2.8401
2021-07-09 20:00 | 2.9355 | 2.9355
2021-07-09 20:30 | 2.7329 | 2.7329
2021-07-09 21:00 | 2.6793 | 2.6793
2021-07-09 21:30 | 2.5721 | 2.5721
2021-07-09 22:00 | 2.5721 | 2.5721
2021-07-09 22:30 | 2.3042 | 2.3042
2021-07-09 23:00 | 2.2506 | 2.2506
2021-07-09 23:30 | 2.0899 | 2.0899
2021-07-10 | 2.0363 | 2.0363
2021-07-10 00:30 | 2.0363 | 2.0363
2021-07-10 01:00 | 1.9827 | 1.9827
2021-07-10 01:30 | 1.8755 | 1.8755
2021-07-10 02:00 | 1.8755 | 1.8755
2021-07-10 02:30 | 2.0363 | 2.0363
2021-07-10 03:00 | 1.7683 | 1.7683
2021-07-10 03:30 | 1.9291 | 1.9291
2021-07-10 04:00 | 1.8755 | 1.8755
2021-07-10 04:30 | 1.9827 | 1.9827
2021-07-10 05:00 | 1.9827 | 1.9827
2021-07-10 05:30 | 2.197 | 2.197
2021-07-10 06:00 | 2.3042 | 2.3042
2021-07-10 06:30 | 2.3042 | 2.3042
2021-07-10 07:00 | 2.4114 | 2.4114
2021-07-10 07:30 | 2.6257 | 2.6257
2021-07-10 08:00 | 2.7329 | 2.7329
2021-07-10 08:30 | 2.5721 | 2.5721
2021-07-10 09:00 | 2.3578 | 2.3578
2021-07-10 09:30 | 2.1434 | 2.1434
2021-07-10 10:00 | 1.8219 | 1.8219
2021-07-10 10:30 | 1.6612 | 1.6612
2021-07-10 11:00 | 1.5004 | 1.5004
2021-07-10 11:30 | 1.4468 | 1.4468
2021-07-10 12:00 | 1.3397 | 1.3397
2021-07-10 12:30 | 1.4468 | 1.4468
2021-07-10 13:00 | 1.2325 | 1.2325
2021-07-10 13:30 | 1.3932 | 1.3932
2021-07-10 14:00 | 1.3932 | 1.3932
2021-07-10 14:30 | 1.3397 | 1.3397
2021-07-10 15:00 | 1.554 | 1.554
2021-07-10 15:30 | 1.6612 | 1.6612
2021-07-10 16:00 | 1.7509 | 1.7509
2021-07-10 16:30 | 2.0899 | 2.0899
2021-07-10 17:00 | 2.1434 | 2.1434
2021-07-10 17:30 | 2.4114 | 2.4114
2021-07-10 18:00 | 2.5721 | 2.5721
2021-07-10 18:30 | 2.8936 | 2.8936
2021-07-10 19:00 | 3.0544 | 3.0544
2021-07-10 19:30 | 3.0544 | 3.0544
2021-07-10 20:00 | 2.8401 | 2.8401
2021-07-10 20:30 | 2.7865 | 2.7865
2021-07-10 21:00 | 2.6793 | 2.6793
2021-07-10 21:30 | 2.7329 | 2.7329
2021-07-10 22:00 | 2.5721 | 2.5721
2021-07-10 22:30 | 2.5185 | 2.5185
2021-07-10 23:00 | 2.3042 | 2.3042
2021-07-10 23:30 | 2.2596 | 2.2596
2021-07-11 | 2.197 | 2.197
2021-07-11 00:30 | 2.0363 | 2.0363
2021-07-11 01:00 | 2.197 | 2.197
2021-07-11 01:30 | 1.9827 | 1.9827
2021-07-11 02:00 | 1.9827 | 1.9827
2021-07-11 02:30 | 1.8755 | 1.8755
2021-07-11 03:00 | 1.8755 | 1.8755
2021-07-11 03:30 | 1.8755 | 1.8755
2021-07-11 04:00 | 1.9827 | 1.9827
2021-07-11 04:30 | 2.0899 | 2.0899
2021-07-11 05:00 | 2.0899 | 2.0899
2021-07-11 05:30 | 2.197 | 2.197
2021-07-11 06:00 | 2.2506 | 2.2506
2021-07-11 06:30 | 2.4114 | 2.4114
2021-07-11 07:00 | 2.5721 | 2.5721
2021-07-11 07:30 | 2.5721 | 2.5721
2021-07-11 08:00 | 2.6257 | 2.6257
2021-07-11 08:30 | 2.5721 | 2.5721
2021-07-11 09:00 | 2.3578 | 2.3578
2021-07-11 09:30 | 2.2506 | 2.2506
2021-07-11 10:00 | 2.0899 | 2.0899
2021-07-11 10:30 | 1.7148 | 1.7148
2021-07-11 11:00 | 1.6612 | 1.6612
2021-07-11 11:30 | 1.5004 | 1.5004
2021-07-11 12:00 | 1.554 | 1.554
2021-07-11 12:30 | 1.4468 | 1.4468
2021-07-11 13:00 | 1.3932 | 1.3932
2021-07-11 13:30 | 1.3397 | 1.3397
2021-07-11 14:00 | 1.4468 | 1.4468
2021-07-11 14:30 | 1.6076 | 1.6076
2021-07-11 15:00 | 1.6076 | 1.6076
2021-07-11 15:30 | 1.7683 | 1.7683
2021-07-11 16:00 | 1.8755 | 1.8755
2021-07-11 16:30 | 2.0363 | 2.0363
2021-07-11 17:00 | 2.4114 | 2.4114
2021-07-11 17:30 | 2.5721 | 2.5721
2021-07-11 18:00 | 2.7865 | 2.7865
2021-07-11 18:30 | 3.0544 | 3.0544
2021-07-11 19:00 | 3.1616 | 3.1616
2021-07-11 19:30 | 3.0018 | 3.0018
2021-07-11 20:00 | 2.9472 | 2.9472
2021-07-11 20:30 | 2.8401 | 2.8401
2021-07-11 21:00 | 2.8401 | 2.8401
2021-07-11 21:30 | 2.8401 | 2.8401
2021-07-11 22:00 | 2.5721 | 2.5721
2021-07-11 22:30 | 2.3042 | 2.3042
2021-07-11 23:00 | 2.3042 | 2.3042
2021-07-11 23:30 | 2.197 | 2.197
2021-07-12 | 2.0899 | 2.0899
2021-07-12 00:30 | 1.9827 | 1.9827
2021-07-12 01:00 | 1.9827 | 1.9827
2021-07-12 01:30 | 1.9291 | 1.9291
2021-07-12 02:00 | 1.9291 | 1.9291
2021-07-12 02:30 | 1.8755 | 1.8755
2021-07-12 03:00 | 1.8755 | 1.8755
2021-07-12 03:30 | 1.8755 | 1.8755
2021-07-12 04:00 | 2.0899 | 2.0899
2021-07-12 04:30 | 2.197 | 2.197
2021-07-12 05:00 | 2.2506 | 2.2506
2021-07-12 05:30 | 2.5721 | 2.5721
2021-07-12 06:00 | 2.6257 | 2.6257
2021-07-12 06:30 | 2.9472 | 2.9472
2021-07-12 07:00 | 3.3759 | 3.3759
2021-07-12 07:30 | 3.3759 | 3.3759
2021-07-12 08:00 | 3.3223 | 3.3223
2021-07-12 08:30 | 3.0544 | 3.0544
2021-07-12 09:00 | 2.6257 | 2.6257
2021-07-12 09:30 | 2.3578 | 2.3578
2021-07-12 10:00 | 2.0899 | 2.0899
2021-07-12 10:30 | 1.9291 | 1.9291
2021-07-12 11:00 | 1.8219 | 1.8219
2021-07-12 11:30 | 1.6612 | 1.6612
2021-07-12 12:00 | 1.554 | 1.554
2021-07-12 12:30 | 1.6076 | 1.6076
2021-07-12 13:00 | 1.5004 | 1.5004
2021-07-12 13:30 | 1.6076 | 1.6076
2021-07-12 14:00 | 1.554 | 1.554
2021-07-12 14:30 | 1.7683 | 1.7683
2021-07-12 15:00 | 1.8219 | 1.8219
2021-07-12 15:30 | 1.9827 | 1.9827
2021-07-12 16:00 | 2.0899 | 2.0899
2021-07-12 16:30 | 2.3042 | 2.3042
2021-07-12 17:00 | 2.4114 | 2.4114
2021-07-12 17:30 | 2.6793 | 2.6793
2021-07-12 18:00 | 2.7865 | 2.7865
2021-07-12 18:30 | 3.108 | 3.108
2021-07-12 19:00 | 3.2687 | 3.2687
2021-07-12 19:30 | 3.2152 | 3.2152
2021-07-12 20:00 | 3.108 | 3.108
2021-07-12 20:30 | 2.9472 | 2.9472
2021-07-12 21:00 | 2.8401 | 2.8401
2021-07-12 21:30 | 2.8401 | 2.8401
2021-07-12 22:00 | 2.6257 | 2.6257
2021-07-12 22:30 | 2.4114 | 2.4114
2021-07-12 23:00 | 2.2506 | 2.2506
2021-07-12 23:30 | 2.197 | 2.197
2021-07-13 | 1.9827 | 1.9827
2021-07-13 00:30 | 1.9827 | 1.9827
2021-07-13 01:00 | 1.9827 | 1.9827
2021-07-13 01:30 | 1.8755 | 1.8755
2021-07-13 02:00 | 1.8755 | 1.8755
2021-07-13 02:30 | 1.7683 | 1.7683
2021-07-13 03:00 | 1.8755 | 1.8755
2021-07-13 03:30 | 1.9291 | 1.9291
2021-07-13 04:00 | 1.9291 | 1.9291
2021-07-13 04:30 | 1.9827 | 1.9827
2021-07-13 05:00 | 2.0899 | 2.0899
2021-07-13 05:30 | 2.465 | 2.465
2021-07-13 06:00 | 2.5721 | 2.5721
2021-07-13 06:30 | 2.9498 | 2.9498
2021-07-13 07:00 | 3.108 | 3.108
2021-07-13 07:30 | 3.3223 | 3.3223
2021-07-13 08:00 | 3.108 | 3.108
2021-07-13 08:30 | 2.8936 | 2.8936
2021-07-13 09:00 | 2.6257 | 2.6257
2021-07-13 09:30 | 2.3042 | 2.3042
2021-07-13 10:00 | 1.9827 | 1.9827
2021-07-13 10:30 | 1.9827 | 1.9827
2021-07-13 11:00 | 1.7683 | 1.7683
2021-07-13 11:30 | 1.6612 | 1.6612
2021-07-13 12:00 | 1.6612 | 1.6612
2021-07-13 12:30 | 1.554 | 1.554
2021-07-13 13:00 | 1.6612 | 1.6612
2021-07-13 13:30 | 1.554 | 1.554
2021-07-13 14:00 | 1.6612 | 1.6612
2021-07-13 14:30 | 1.7148 | 1.7148
2021-07-13 15:00 | 1.7683 | 1.7683
2021-07-13 15:30 | 1.9827 | 1.9827
2021-07-13 16:00 | 2.1434 | 2.1434
2021-07-13 16:30 | 2.3578 | 2.3578
2021-07-13 17:00 | 2.5721 | 2.5721
2021-07-13 17:30 | 2.8936 | 2.8936
2021-07-13 18:00 | 2.8936 | 2.8936
2021-07-13 18:30 | 3.1616 | 3.1616
2021-07-13 19:00 | 3.3759 | 3.3759
2021-07-13 19:30 | 3.3589 | 3.3589
2021-07-13 20:00 | 3.108 | 3.108
2021-07-13 20:30 | 3.0008 | 3.0008
2021-07-13 21:00 | 2.7865 | 2.7865
2021-07-13 21:30 | 2.8311 | 2.8311
2021-07-13 22:00 | 2.6877 | 2.6877
2021-07-13 22:30 | 2.4114 | 2.4114
2021-07-13 23:00 | 2.1434 | 2.1434
2021-07-13 23:30 | 2.1434 | 2.1434
2021-07-14 | 1.9827 | 1.9827
2021-07-14 00:30 | 1.8755 | 1.8755
2021-07-14 01:00 | 1.9827 | 1.9827
2021-07-14 01:30 | 1.7683 | 1.7683
2021-07-14 02:00 | 1.8755 | 1.8755
2021-07-14 02:30 | 1.7683 | 1.7683
2021-07-14 03:00 | 1.7683 | 1.7683
2021-07-14 03:30 | 1.8219 | 1.8219
2021-07-14 04:00 | 1.8219 | 1.8219
2021-07-14 04:30 | 2.0899 | 2.0899
2021-07-14 05:00 | 2.197 | 2.197
2021-07-14 05:30 | 2.5185 | 2.5185
2021-07-14 06:00 | 2.6793 | 2.6793
2021-07-14 06:30 | 3.0544 | 3.0544
2021-07-14 07:00 | 3.1616 | 3.1616
2021-07-14 07:30 | 3.3223 | 3.3223
2021-07-14 08:00 | 3.108 | 3.108
2021-07-14 08:30 | 2.7329 | 2.7329
2021-07-14 09:00 | 2.3042 | 2.3042
2021-07-14 09:30 | 2.1434 | 2.1434
2021-07-14 10:00 | 1.9827 | 1.9827
2021-07-14 10:30 | 1.8755 | 1.8755
2021-07-14 11:00 | 1.8755 | 1.8755
2021-07-14 11:30 | 1.6612 | 1.6612
2021-07-14 12:00 | 1.7683 | 1.7683
2021-07-14 12:30 | 1.7683 | 1.7683
2021-07-14 13:00 | 1.7683 | 1.7683
2021-07-14 13:30 | 1.7683 | 1.7683
2021-07-14 14:00 | 1.8219 | 1.8219
2021-07-14 14:30 | 1.9291 | 1.9291
2021-07-14 15:00 | 2.1434 | 2.1434
2021-07-14 15:30 | 2.2506 | 2.2506
2021-07-14 16:00 | 2.465 | 2.465
2021-07-14 16:30 | 2.5721 | 2.5721
2021-07-14 17:00 | 2.7865 | 2.7865
2021-07-14 17:30 | 2.8936 | 2.8936
2021-07-14 18:00 | 3.108 | 3.108
2021-07-14 18:30 | 3.3759 | 3.3759
2021-07-14 19:00 | 3.4295 | 3.4295
2021-07-14 19:30 | 3.3759 | 3.3759
2021-07-14 20:00 | 3.108 | 3.108
2021-07-14 20:30 | 3.0544 | 3.0544
2021-07-14 21:00 | 2.7329 | 2.7329
2021-07-14 21:30 | 2.9472 | 2.9472
2021-07-14 22:00 | 2.5185 | 2.5185
2021-07-14 22:30 | 2.4114 | 2.4114
2021-07-14 23:00 | 2.2506 | 2.2506
2021-07-14 23:30 | 2.0899 | 2.0899
2021-07-15 | 2.0899 | 2.0899
2021-07-15 00:30 | 1.8755 | 1.8755
2021-07-15 01:00 | 2.0363 | 2.0363
2021-07-15 01:30 | 1.8219 | 1.8219
2021-07-15 02:00 | 1.8755 | 1.8755
2021-07-15 02:30 | 1.7683 | 1.7683
2021-07-15 03:00 | 1.7683 | 1.7683
2021-07-15 03:30 | 1.8219 | 1.8219
2021-07-15 04:00 | 1.7683 | 1.7683
2021-07-15 04:30 | 2.0363 | 2.0363
2021-07-15 05:00 | 1.9827 | 1.9827
2021-07-15 05:30 | 2.2506 | 2.2506
2021-07-15 06:00 | 2.3042 | 2.3042
2021-07-15 06:30 | 2.7329 | 2.7329
2021-07-15 07:00 | 2.7329 | 2.7329
2021-07-15 07:30 | 2.9472 | 2.9472
2021-07-15 08:00 | 2.7865 | 2.7865
2021-07-15 08:30 | 2.6257 | 2.6257
2021-07-15 09:00 | 2.3578 | 2.3578
2021-07-15 09:30 | 2.1434 | 2.1434
2021-07-15 10:00 | 2.0363 | 2.0363
2021-07-15 10:30 | 1.9827 | 1.9827
2021-07-15 11:00 | 1.9827 | 1.9827
2021-07-15 11:30 | 1.9827 | 1.9827
2021-07-15 12:00 | 2.0899 | 2.0899
2021-07-15 12:30 | 2.1434 | 2.1434
2021-07-15 13:00 | 2.3042 | 2.3042
2021-07-15 13:30 | 2.197 | 2.197
2021-07-15 14:00 | 2.3042 | 2.3042
2021-07-15 14:30 | 2.5185 | 2.5185
2021-07-15 15:00 | 2.6257 | 2.6257
2021-07-15 15:30 | 2.7329 | 2.7329
2021-07-15 16:00 | 3.0544 | 3.0544
2021-07-15 16:30 | 3.1616 | 3.1616
2021-07-15 17:00 | 3.3223 | 3.3223
2021-07-15 17:30 | 3.3759 | 3.3759
2021-07-15 18:00 | 3.5903 | 3.5903
2021-07-15 18:30 | 3.6974 | 3.6974
2021-07-15 19:00 | 3.8046 | 3.8046
2021-07-15 19:30 | 3.6073 | 3.6073
2021-07-15 20:00 | 3.3223 | 3.3223
2021-07-15 20:30 | 3.1616 | 3.1616
2021-07-15 21:00 | 2.9472 | 2.9472
2021-07-15 21:30 | 3.0544 | 3.0544
2021-07-15 22:00 | 2.7865 | 2.7865
2021-07-15 22:30 | 2.465 | 2.465
2021-07-15 23:00 | 2.3578 | 2.3578
2021-07-15 23:30 | 2.1434 | 2.1434
2021-07-16 | 2.0899 | 2.0899
2021-07-16 00:30 | 2.0363 | 2.0363
2021-07-16 01:00 | 1.9827 | 1.9827
2021-07-16 01:30 | 1.8755 | 1.8755
2021-07-16 02:00 | 1.8755 | 1.8755
2021-07-16 02:30 | 1.8755 | 1.8755
2021-07-16 03:00 | 1.8219 | 1.8219
2021-07-16 03:30 | 1.7683 | 1.7683
2021-07-16 04:00 | 1.7683 | 1.7683
2021-07-16 04:30 | 1.8755 | 1.8755
2021-07-16 05:00 | 1.9827 | 1.9827
2021-07-16 05:30 | 2.197 | 2.197
2021-07-16 06:00 | 2.4114 | 2.4114
2021-07-16 06:30 | 2.7865 | 2.7865
2021-07-16 07:00 | 2.7329 | 2.7329
2021-07-16 07:30 | 2.9472 | 2.9472
2021-07-16 08:00 | 2.7329 | 2.7329
2021-07-16 08:30 | 2.6257 | 2.6257
2021-07-16 09:00 | 2.197 | 2.197
2021-07-16 09:30 | 2.0899 | 2.0899
2021-07-16 10:00 | 1.9827 | 1.9827
2021-07-16 10:30 | 1.7683 | 1.7683
2021-07-16 11:00 | 1.7148 | 1.7148
2021-07-16 11:30 | 1.7683 | 1.7683
2021-07-16 12:00 | 1.6612 | 1.6612
2021-07-16 12:30 | 1.7148 | 1.7148
2021-07-16 13:00 | 1.6612 | 1.6612
2021-07-16 13:30 | 1.7683 | 1.7683
2021-07-16 14:00 | 1.6612 | 1.6612
2021-07-16 14:30 | 1.8219 | 1.8219
2021-07-16 15:00 | 1.8755 | 1.8755
2021-07-16 15:30 | 1.9827 | 1.9827
2021-07-16 16:00 | 2.0899 | 2.0899
2021-07-16 16:30 | 2.3042 | 2.3042
2021-07-16 17:00 | 2.5721 | 2.5721
2021-07-16 17:30 | 2.6793 | 2.6793
2021-07-16 18:00 | 2.8936 | 2.8936
2021-07-16 18:30 | 2.9472 | 2.9472
2021-07-16 19:00 | 3.3223 | 3.3223
2021-07-16 19:30 | 3.1616 | 3.1616
2021-07-16 20:00 | 2.9472 | 2.9472
2021-07-16 20:30 | 2.8936 | 2.8936
2021-07-16 21:00 | 2.8401 | 2.8401
2021-07-16 21:30 | 2.7329 | 2.7329
2021-07-16 22:00 | 2.5721 | 2.5721
2021-07-16 22:30 | 2.3578 | 2.3578
2021-07-16 23:00 | 2.3042 | 2.3042
2021-07-16 23:30 | 2.0899 | 2.0899
2021-07-17 | 2.0899 | 2.0899
2021-07-17 00:30 | 1.9827 | 1.9827
2021-07-17 01:00 | 1.9827 | 1.9827
2021-07-17 01:30 | 1.8755 | 1.8755
2021-07-17 02:00 | 1.7683 | 1.7683
2021-07-17 02:30 | 1.8219 | 1.8219
2021-07-17 03:00 | 1.7683 | 1.7683
2021-07-17 03:30 | 1.8755 | 1.8755
2021-07-17 04:00 | 1.8219 | 1.8219
2021-07-17 04:30 | 1.9827 | 1.9827
2021-07-17 05:00 | 1.9291 | 1.9291
2021-07-17 05:30 | 2.0899 | 2.0899
2021-07-17 06:00 | 2.197 | 2.197
2021-07-17 06:30 | 2.3042 | 2.3042
2021-07-17 07:00 | 2.465 | 2.465
2021-07-17 07:30 | 2.6257 | 2.6257
2021-07-17 08:00 | 2.6793 | 2.6793
2021-07-17 08:30 | 2.6257 | 2.6257
2021-07-17 09:00 | 2.3042 | 2.3042
2021-07-17 09:30 | 2.0899 | 2.0899
2021-07-17 10:00 | 1.7683 | 1.7683
2021-07-17 10:30 | 1.7683 | 1.7683
2021-07-17 11:00 | 1.5533 | 1.5533
2021-07-17 11:30 | 1.554 | 1.554
2021-07-17 12:00 | 1.3932 | 1.3932
2021-07-17 12:30 | 1.3397 | 1.3397
2021-07-17 13:00 | 1.3397 | 1.3397
2021-07-17 13:30 | 1.3932 | 1.3932
2021-07-17 14:00 | 1.2325 | 1.2325
2021-07-17 14:30 | 1.4468 | 1.4468
2021-07-17 15:00 | 1.4468 | 1.4468
2021-07-17 15:30 | 1.6076 | 1.6076
2021-07-17 16:00 | 1.8755 | 1.8755
2021-07-17 16:30 | 1.9827 | 1.9827
2021-07-17 17:00 | 2.197 | 2.197
2021-07-17 17:30 | 2.4114 | 2.4114
2021-07-17 18:00 | 2.6257 | 2.6257
2021-07-17 18:30 | 2.9472 | 2.9472
2021-07-17 19:00 | 2.9472 | 2.9472
2021-07-17 19:30 | 3.0008 | 3.0008
2021-07-17 20:00 | 2.7865 | 2.7865
2021-07-17 20:30 | 2.7329 | 2.7329
2021-07-17 21:00 | 2.5721 | 2.5721
2021-07-17 21:30 | 2.8401 | 2.8401
2021-07-17 22:00 | 2.5721 | 2.5721
2021-07-17 22:30 | 2.5185 | 2.5185
2021-07-17 23:00 | 2.3042 | 2.3042
2021-07-17 23:30 | 2.3042 | 2.3042
2021-07-18 | 2.197 | 2.197
2021-07-18 00:30 | 2.0899 | 2.0899
2021-07-18 01:00 | 2.0899 | 2.0899
2021-07-18 01:30 | 1.9291 | 1.9291
2021-07-18 02:00 | 1.9291 | 1.9291
2021-07-18 02:30 | 1.9291 | 1.9291
2021-07-18 03:00 | 2.0899 | 2.0899
2021-07-18 03:30 | 1.9827 | 1.9827
2021-07-18 04:00 | 2.0899 | 2.0899
2021-07-18 04:30 | 1.9827 | 1.9827
2021-07-18 05:00 | 2.1434 | 2.1434
2021-07-18 05:30 | 2.3042 | 2.3042
2021-07-18 06:00 | 2.3042 | 2.3042
2021-07-18 06:30 | 2.4114 | 2.4114
2021-07-18 07:00 | 2.5185 | 2.5185
2021-07-18 07:30 | 2.7329 | 2.7329
2021-07-18 08:00 | 2.5721 | 2.5721
2021-07-18 08:30 | 2.5721 | 2.5721
2021-07-18 09:00 | 2.4114 | 2.4114
2021-07-18 09:30 | 2.1434 | 2.1434
2021-07-18 10:00 | 1.9827 | 1.9827
2021-07-18 10:30 | 1.7683 | 1.7683
2021-07-18 11:00 | 1.6612 | 1.6612
2021-07-18 11:30 | 1.4468 | 1.4468
2021-07-18 12:00 | 1.5004 | 1.5004
2021-07-18 12:30 | 1.3397 | 1.3397
2021-07-18 13:00 | 1.4468 | 1.4468
2021-07-18 13:30 | 1.3932 | 1.3932
2021-07-18 14:00 | 1.4468 | 1.4468
2021-07-18 14:30 | 1.554 | 1.554
2021-07-18 15:00 | 1.554 | 1.554
2021-07-18 15:30 | 1.7683 | 1.7683
2021-07-18 16:00 | 1.8755 | 1.8755
2021-07-18 16:30 | 2.197 | 2.197
2021-07-18 17:00 | 2.3042 | 2.3042
2021-07-18 17:30 | 2.5721 | 2.5721
2021-07-18 18:00 | 2.8936 | 2.8936
2021-07-18 18:30 | 3.2152 | 3.2152
2021-07-18 19:00 | 3.2687 | 3.2687
2021-07-18 19:30 | 3.108 | 3.108
2021-07-18 20:00 | 2.8936 | 2.8936
2021-07-18 20:30 | 2.6793 | 2.6793
2021-07-18 21:00 | 2.6257 | 2.6257
2021-07-18 21:30 | 2.7329 | 2.7329
2021-07-18 22:00 | 2.5185 | 2.5185
2021-07-18 22:30 | 2.4114 | 2.4114
2021-07-18 23:00 | 2.197 | 2.197
2021-07-18 23:30 | 2.2506 | 2.2506
2021-07-19 | 2.0363 | 2.0363
2021-07-19 00:30 | 2.0363 | 2.0363
2021-07-19 01:00 | 1.8219 | 1.8219
2021-07-19 01:30 | 1.9291 | 1.9291
2021-07-19 02:00 | 1.8755 | 1.8755
2021-07-19 02:30 | 1.8219 | 1.8219
2021-07-19 03:00 | 1.8219 | 1.8219
2021-07-19 03:30 | 1.9291 | 1.9291
2021-07-19 04:00 | 1.9827 | 1.9827
2021-07-19 04:30 | 1.9827 | 1.9827
2021-07-19 05:00 | 2.197 | 2.197
2021-07-19 05:30 | 2.3042 | 2.3042
2021-07-19 06:00 | 2.6257 | 2.6257
2021-07-19 06:30 | 2.8936 | 2.8936
2021-07-19 07:00 | 3.1616 | 3.1616
2021-07-19 07:30 | 3.2687 | 3.2687
2021-07-19 08:00 | 3.2687 | 3.2687
2021-07-19 08:30 | 2.8401 | 2.8401
2021-07-19 09:00 | 2.5185 | 2.5185
2021-07-19 09:30 | 2.3042 | 2.3042
2021-07-19 10:00 | 2.197 | 2.197
2021-07-19 10:30 | 1.8755 | 1.8755
2021-07-19 11:00 | 1.6612 | 1.6612
2021-07-19 11:30 | 1.554 | 1.554
2021-07-19 12:00 | 1.6076 | 1.6076
2021-07-19 12:30 | 1.554 | 1.554
2021-07-19 13:00 | 1.5004 | 1.5004
2021-07-19 13:30 | 1.6612 | 1.6612
2021-07-19 14:00 | 1.5004 | 1.5004
2021-07-19 14:30 | 1.6076 | 1.6076
2021-07-19 15:00 | 1.6612 | 1.6612
2021-07-19 15:30 | 1.8755 | 1.8755
2021-07-19 16:00 | 1.9827 | 1.9827
2021-07-19 16:30 | 2.3578 | 2.3578
2021-07-19 17:00 | 2.2506 | 2.2506
2021-07-19 17:30 | 2.6257 | 2.6257
2021-07-19 18:00 | 2.6257 | 2.6257
2021-07-19 18:30 | 3.2152 | 3.2152
2021-07-19 19:00 | 3.2687 | 3.2687
2021-07-19 19:30 | 3.2687 | 3.2687
2021-07-19 20:00 | 3.108 | 3.108
2021-07-19 20:30 | 2.8936 | 2.8936
2021-07-19 21:00 | 2.8401 | 2.8401
2021-07-19 21:30 | 2.8936 | 2.8936
2021-07-19 22:00 | 2.7329 | 2.7329
2021-07-19 22:30 | 2.4114 | 2.4114
2021-07-19 23:00 | 2.197 | 2.197
2021-07-19 23:30 | 2.0899 | 2.0899
2021-07-20 | 1.9827 | 1.9827
2021-07-20 00:30 | 1.9827 | 1.9827
2021-07-20 01:00 | 1.9827 | 1.9827
2021-07-20 01:30 | 1.8219 | 1.8219
2021-07-20 02:00 | 1.8219 | 1.8219
2021-07-20 02:30 | 1.8219 | 1.8219
2021-07-20 03:00 | 1.8219 | 1.8219
2021-07-20 03:30 | 1.8755 | 1.8755
2021-07-20 04:00 | 1.8755 | 1.8755
2021-07-20 04:30 | 2.0899 | 2.0899
2021-07-20 05:00 | 2.197 | 2.197
2021-07-20 05:30 | 2.4601 | 2.4601
2021-07-20 06:00 | 2.6257 | 2.6257
2021-07-20 06:30 | 2.9472 | 2.9472
2021-07-20 07:00 | 3.1616 | 3.1616
2021-07-20 07:30 | 3.4831 | 3.4831
2021-07-20 08:00 | 3.2687 | 3.2687
2021-07-20 08:30 | 2.8401 | 2.8401
2021-07-20 09:00 | 2.4114 | 2.4114
2021-07-20 09:30 | 2.197 | 2.197
2021-07-20 10:00 | 1.8755 | 1.8755
2021-07-20 10:30 | 1.7148 | 1.7148
2021-07-20 11:00 | 1.6076 | 1.6076
2021-07-20 11:30 | 1.6076 | 1.6076
2021-07-20 12:00 | 1.4468 | 1.4468
2021-07-20 12:30 | 1.4468 | 1.4468
2021-07-20 13:00 | 1.4468 | 1.4468
2021-07-20 13:30 | 1.3932 | 1.3932
2021-07-20 14:00 | 1.3932 | 1.3932
2021-07-20 14:30 | 1.4468 | 1.4468
2021-07-20 15:00 | 1.6076 | 1.6076
2021-07-20 15:30 | 1.7683 | 1.7683
2021-07-20 16:00 | 1.9827 | 1.9827
2021-07-20 16:30 | 2.0899 | 2.0899
2021-07-20 17:00 | 2.3042 | 2.3042
2021-07-20 17:30 | 2.5185 | 2.5185
2021-07-20 18:00 | 2.9472 | 2.9472
2021-07-20 18:30 | 3.0544 | 3.0544
2021-07-20 19:00 | 3.3223 | 3.3223
2021-07-20 19:30 | 3.1616 | 3.1616
2021-07-20 20:00 | 3.1616 | 3.1616
2021-07-20 20:30 | 2.8936 | 2.8936
2021-07-20 21:00 | 2.6793 | 2.6793
2021-07-20 21:30 | 2.7865 | 2.7865
2021-07-20 22:00 | 2.517 | 2.517
2021-07-20 22:30 | 2.3866 | 2.3866
2021-07-20 23:00 | 2.1434 | 2.1434
2021-07-20 23:30 | 2.1095 | 2.1095
2021-07-21 | 1.9787 | 1.9787
2021-07-21 00:30 | 1.9291 | 1.9291
2021-07-21 01:00 | 1.8686 | 1.8686
2021-07-21 01:30 | 1.7903 | 1.7903
2021-07-21 02:00 | 1.8128 | 1.8128
2021-07-21 02:30 | 1.8219 | 1.8219
2021-07-21 03:00 | 1.8219 | 1.8219
2021-07-21 03:30 | 1.9291 | 1.9291
2021-07-21 04:00 | 1.8303 | 1.8303
2021-07-21 04:30 | 2.0363 | 2.0363
2021-07-21 05:00 | 2.1478 | 2.1478
2021-07-21 05:30 | 2.4193 | 2.4193
2021-07-21 06:00 | 2.6793 | 2.6793
2021-07-21 06:30 | 2.8578 | 2.8578
2021-07-21 07:00 | 3.1135 | 3.1135
2021-07-21 07:30 | 3.252 | 3.252
2021-07-21 08:00 | 3.1616 | 3.1616
2021-07-21 08:30 | 2.7329 | 2.7329
2021-07-21 09:00 | 2.3578 | 2.3578
2021-07-21 09:30 | 2.2506 | 2.2506
2021-07-21 10:00 | 1.8755 | 1.8755
2021-07-21 10:30 | 1.7148 | 1.7148
2021-07-21 11:00 | 1.554 | 1.554
2021-07-21 11:30 | 1.6076 | 1.6076
2021-07-21 12:00 | 1.554 | 1.554
2021-07-21 12:30 | 1.4468 | 1.4468
2021-07-21 13:00 | 1.554 | 1.554
2021-07-21 13:30 | 1.3932 | 1.3932
2021-07-21 14:00 | 1.554 | 1.554
2021-07-21 14:30 | 1.5004 | 1.5004
2021-07-21 15:00 | 1.7148 | 1.7148
2021-07-21 15:30 | 1.7683 | 1.7683
2021-07-21 16:00 | 1.9827 | 1.9827
2021-07-21 16:30 | 2.1434 | 2.1434
2021-07-21 17:00 | 2.3042 | 2.3042
2021-07-21 17:30 | 2.465 | 2.465
2021-07-21 18:00 | 2.7329 | 2.7329
2021-07-21 18:30 | 3.108 | 3.108
2021-07-21 19:00 | 3.3223 | 3.3223
2021-07-21 19:30 | 3.2152 | 3.2152
2021-07-21 20:00 | 3.0008 | 3.0008
2021-07-21 20:30 | 2.9472 | 2.9472
2021-07-21 21:00 | 2.6793 | 2.6793
2021-07-21 21:30 | 2.8936 | 2.8936
2021-07-21 22:00 | 2.5185 | 2.5185
2021-07-21 22:30 | 2.3578 | 2.3578
2021-07-21 23:00 | 2.3042 | 2.3042
2021-07-21 23:30 | 2.1434 | 2.1434
2021-07-22 | 2.0899 | 2.0899
2021-07-22 00:30 | 1.9827 | 1.9827
2021-07-22 01:00 | 1.9291 | 1.9291
2021-07-22 01:30 | 1.8219 | 1.8219
2021-07-22 02:00 | 1.8755 | 1.8755
2021-07-22 02:30 | 1.9291 | 1.9291
2021-07-22 03:00 | 1.8219 | 1.8219
2021-07-22 03:30 | 1.8219 | 1.8219
2021-07-22 04:00 | 1.8755 | 1.8755
2021-07-22 04:30 | 2.0899 | 2.0899
2021-07-22 05:00 | 2.197 | 2.197
2021-07-22 05:30 | 2.4114 | 2.4114
2021-07-22 06:00 | 2.5185 | 2.5185
2021-07-22 06:30 | 2.8401 | 2.8401
2021-07-22 07:00 | 3.0008 | 3.0008
2021-07-22 07:30 | 3.2687 | 3.2687
2021-07-22 08:00 | 3.0544 | 3.0544
2021-07-22 08:30 | 2.8401 | 2.8401
2021-07-22 09:00 | 2.465 | 2.465
2021-07-22 09:30 | 2.197 | 2.197
2021-07-22 10:00 | 1.9291 | 1.9291
2021-07-22 10:30 | 1.7148 | 1.7148
2021-07-22 11:00 | 1.7148 | 1.7148
2021-07-22 11:30 | 1.6612 | 1.6612
2021-07-22 12:00 | 1.6076 | 1.6076
2021-07-22 12:30 | 1.554 | 1.554
2021-07-22 13:00 | 1.6612 | 1.6612
2021-07-22 13:30 | 1.4468 | 1.4468
2021-07-22 14:00 | 1.6612 | 1.6612
2021-07-22 14:30 | 1.6076 | 1.6076
2021-07-22 15:00 | 1.7392 | 1.7392
2021-07-22 15:30 | 1.8219 | 1.8219
2021-07-22 16:00 | 2.1434 | 2.1434
2021-07-22 16:30 | 2.3042 | 2.3042
2021-07-22 17:00 | 2.4114 | 2.4114
2021-07-22 17:30 | 2.6257 | 2.6257
2021-07-22 18:00 | 2.7865 | 2.7865
2021-07-22 18:30 | 3.108 | 3.108
2021-07-22 19:00 | 3.2687 | 3.2687
2021-07-22 19:30 | 3.108 | 3.108
2021-07-22 20:00 | 2.9472 | 2.9472
2021-07-22 20:30 | 2.8401 | 2.8401
2021-07-22 21:00 | 2.6257 | 2.6257
2021-07-22 21:30 | 2.6257 | 2.6257
2021-07-22 22:00 | 2.4114 | 2.4114
2021-07-22 22:30 | 2.2506 | 2.2506
2021-07-22 23:00 | 2.197 | 2.197
2021-07-22 23:30 | 2.0899 | 2.0899
2021-07-23 | 1.9827 | 1.9827
2021-07-23 00:30 | 1.9827 | 1.9827
2021-07-23 01:00 | 1.8219 | 1.8219
2021-07-23 01:30 | 1.7683 | 1.7683
2021-07-23 02:00 | 1.7683 | 1.7683
2021-07-23 02:30 | 1.7683 | 1.7683
2021-07-23 03:00 | 1.7683 | 1.7683
2021-07-23 03:30 | 1.7683 | 1.7683
2021-07-23 04:00 | 1.7683 | 1.7683
2021-07-23 04:30 | 1.9291 | 1.9291
2021-07-23 05:00 | 1.9827 | 1.9827
2021-07-23 05:30 | 2.197 | 2.197
2021-07-23 06:00 | 2.2378 | 2.2378
2021-07-23 06:30 | 2.5721 | 2.5721
2021-07-23 07:00 | 2.5721 | 2.5721
2021-07-23 07:30 | 2.8401 | 2.8401
2021-07-23 08:00 | 2.7329 | 2.7329
2021-07-23 08:30 | 2.5185 | 2.5185
2021-07-23 09:00 | 2.197 | 2.197
2021-07-23 09:30 | 1.9827 | 1.9827
2021-07-23 10:00 | 1.7683 | 1.7683
2021-07-23 10:30 | 1.7683 | 1.7683
2021-07-23 11:00 | 1.554 | 1.554
2021-07-23 11:30 | 1.7683 | 1.7683
2021-07-23 12:00 | 1.6612 | 1.6612
2021-07-23 12:30 | 1.8219 | 1.8219
2021-07-23 13:00 | 1.6612 | 1.6612
2021-07-23 13:30 | 1.8755 | 1.8755
2021-07-23 14:00 | 1.8755 | 1.8755
2021-07-23 14:30 | 1.9291 | 1.9291
2021-07-23 15:00 | 2.0899 | 2.0899
2021-07-23 15:30 | 2.2506 | 2.2506
2021-07-23 16:00 | 2.6257 | 2.6257
2021-07-23 16:30 | 2.8936 | 2.8936
2021-07-23 17:00 | 2.8936 | 2.8936
2021-07-23 17:30 | 3.0544 | 3.0544
2021-07-23 18:00 | 3.0544 | 3.0544
2021-07-23 18:30 | 3.2152 | 3.2152
2021-07-23 19:00 | 3.3759 | 3.3759
2021-07-23 19:30 | 3.1616 | 3.1616
2021-07-23 20:00 | 2.9472 | 2.9472
2021-07-23 20:30 | 2.7865 | 2.7865
2021-07-23 21:00 | 2.6257 | 2.6257
2021-07-23 21:30 | 2.7307 | 2.7307
2021-07-23 22:00 | 2.4114 | 2.4114
2021-07-23 22:30 | 2.3578 | 2.3578
2021-07-23 23:00 | 2.1434 | 2.1434
2021-07-23 23:30 | 2.0899 | 2.0899
2021-07-24 | 2.0363 | 2.0363
2021-07-24 00:30 | 1.8755 | 1.8755
2021-07-24 01:00 | 1.8755 | 1.8755
2021-07-24 01:30 | 1.8755 | 1.8755
2021-07-24 02:00 | 1.8219 | 1.8219
2021-07-24 02:30 | 1.8755 | 1.8755
2021-07-24 03:00 | 1.8219 | 1.8219
2021-07-24 03:30 | 1.7683 | 1.7683
2021-07-24 04:00 | 1.8219 | 1.8219
2021-07-24 04:30 | 1.7683 | 1.7683
2021-07-24 05:00 | 1.7683 | 1.7683
2021-07-24 05:30 | 1.9827 | 1.9827
2021-07-24 06:00 | 2.0899 | 2.0899
2021-07-24 06:30 | 2.197 | 2.197
2021-07-24 07:00 | 2.3042 | 2.3042
2021-07-24 07:30 | 2.3042 | 2.3042
2021-07-24 08:00 | 2.3578 | 2.3578
2021-07-24 08:30 | 2.2506 | 2.2506
2021-07-24 09:00 | 2.0899 | 2.0899
2021-07-24 09:30 | 1.8219 | 1.8219
2021-07-24 10:00 | 1.6612 | 1.6612
2021-07-24 10:30 | 1.554 | 1.554
2021-07-24 11:00 | 1.4468 | 1.4468
2021-07-24 11:30 | 1.4468 | 1.4468
2021-07-24 12:00 | 1.3397 | 1.3397
2021-07-24 12:30 | 1.3932 | 1.3932
2021-07-24 13:00 | 1.3932 | 1.3932
2021-07-24 13:30 | 1.4468 | 1.4468
2021-07-24 14:00 | 1.4468 | 1.4468
2021-07-24 14:30 | 1.6612 | 1.6612
2021-07-24 15:00 | 1.6076 | 1.6076
2021-07-24 15:30 | 1.7683 | 1.7683
2021-07-24 16:00 | 1.8219 | 1.8219
2021-07-24 16:30 | 2.1434 | 2.1434
2021-07-24 17:00 | 2.3578 | 2.3578
2021-07-24 17:30 | 2.5721 | 2.5721
2021-07-24 18:00 | 2.5721 | 2.5721
2021-07-24 18:30 | 2.8401 | 2.8401
2021-07-24 19:00 | 3.0008 | 3.0008
2021-07-24 19:30 | 2.9472 | 2.9472
2021-07-24 20:00 | 2.6793 | 2.6793
2021-07-24 20:30 | 2.6793 | 2.6793
2021-07-24 21:00 | 2.5185 | 2.5185
2021-07-24 21:30 | 2.5185 | 2.5185
2021-07-24 22:00 | 2.2506 | 2.2506
2021-07-24 22:30 | 2.0899 | 2.0899
2021-07-24 23:00 | 2.0899 | 2.0899
2021-07-24 23:30 | 1.9827 | 1.9827
2021-07-25 | 1.9827 | 1.9827
2021-07-25 00:30 | 1.8755 | 1.8755
2021-07-25 01:00 | 1.8219 | 1.8219
2021-07-25 01:30 | 1.7683 | 1.7683
2021-07-25 02:00 | 1.7148 | 1.7148
2021-07-25 02:30 | 1.7148 | 1.7148
2021-07-25 03:00 | 1.6612 | 1.6612
2021-07-25 03:30 | 1.7148 | 1.7148
2021-07-25 04:00 | 1.7683 | 1.7683
2021-07-25 04:30 | 1.7683 | 1.7683
2021-07-25 05:00 | 1.8219 | 1.8219
2021-07-25 05:30 | 1.9827 | 1.9827
2021-07-25 06:00 | 1.9827 | 1.9827
2021-07-25 06:30 | 2.197 | 2.197
2021-07-25 07:00 | 2.1434 | 2.1434
2021-07-25 07:30 | 2.2506 | 2.2506
2021-07-25 08:00 | 2.3042 | 2.3042
2021-07-25 08:30 | 2.0899 | 2.0899
2021-07-25 09:00 | 1.9827 | 1.9827
2021-07-25 09:30 | 1.8219 | 1.8219
2021-07-25 10:00 | 1.6612 | 1.6612
2021-07-25 10:30 | 1.4468 | 1.4468
2021-07-25 11:00 | 1.3932 | 1.3932
2021-07-25 11:30 | 1.2325 | 1.2325
2021-07-25 12:00 | 1.3397 | 1.3397
2021-07-25 12:30 | 1.2861 | 1.2861
2021-07-25 13:00 | 1.2861 | 1.2861
2021-07-25 13:30 | 1.2861 | 1.2861
2021-07-25 14:00 | 1.3397 | 1.3397
2021-07-25 14:30 | 1.3397 | 1.3397
2021-07-25 15:00 | 1.3932 | 1.3932
2021-07-25 15:30 | 1.4468 | 1.4468
2021-07-25 16:00 | 1.7683 | 1.7683
2021-07-25 16:30 | 1.9827 | 1.9827
2021-07-25 17:00 | 2.0899 | 2.0899
2021-07-25 17:30 | 2.465 | 2.465
2021-07-25 18:00 | 2.6257 | 2.6257
2021-07-25 18:30 | 2.8936 | 2.8936
2021-07-25 19:00 | 3.1616 | 3.1616
2021-07-25 19:30 | 3.1616 | 3.1616
2021-07-25 20:00 | 2.8401 | 2.8401
2021-07-25 20:30 | 2.6257 | 2.6257
2021-07-25 21:00 | 2.5721 | 2.5721
2021-07-25 21:30 | 2.7329 | 2.7329
2021-07-25 22:00 | 2.465 | 2.465
2021-07-25 22:30 | 2.3578 | 2.3578
2021-07-25 23:00 | 2.1434 | 2.1434
2021-07-25 23:30 | 2.0899 | 2.0899
2021-07-26 | 1.9291 | 1.9291
2021-07-26 00:30 | 1.9291 | 1.9291
2021-07-26 01:00 | 1.9827 | 1.9827
2021-07-26 01:30 | 1.7683 | 1.7683
2021-07-26 02:00 | 1.8219 | 1.8219
2021-07-26 02:30 | 1.8219 | 1.8219
2021-07-26 03:00 | 1.7683 | 1.7683
2021-07-26 03:30 | 1.8755 | 1.8755
2021-07-26 04:00 | 1.7683 | 1.7683
2021-07-26 04:30 | 2.0899 | 2.0899
2021-07-26 05:00 | 2.197 | 2.197
2021-07-26 05:30 | 2.5185 | 2.5185
2021-07-26 06:00 | 2.6257 | 2.6257
2021-07-26 06:30 | 2.8401 | 2.8401
2021-07-26 07:00 | 3.2152 | 3.2152
2021-07-26 07:30 | 3.1616 | 3.1616
2021-07-26 08:00 | 3.2687 | 3.2687
2021-07-26 08:30 | 2.8401 | 2.8401
2021-07-26 09:00 | 2.5185 | 2.5185
2021-07-26 09:30 | 2.197 | 2.197
2021-07-26 10:00 | 1.9291 | 1.9291
2021-07-26 10:30 | 1.6612 | 1.6612
2021-07-26 11:00 | 1.6612 | 1.6612
2021-07-26 11:30 | 1.6076 | 1.6076
2021-07-26 12:00 | 1.5004 | 1.5004
2021-07-26 12:30 | 1.5004 | 1.5004
2021-07-26 13:00 | 1.4468 | 1.4468
2021-07-26 13:30 | 1.4468 | 1.4468
2021-07-26 14:00 | 1.4468 | 1.4468
2021-07-26 14:30 | 1.7148 | 1.7148
2021-07-26 15:00 | 1.7148 | 1.7148
2021-07-26 15:30 | 1.7809 | 1.7809
2021-07-26 16:00 | 2.0899 | 2.0899
2021-07-26 16:30 | 2.0899 | 2.0899
2021-07-26 17:00 | 2.5185 | 2.5185
2021-07-26 17:30 | 2.6793 | 2.6793
2021-07-26 18:00 | 2.8401 | 2.8401
2021-07-26 18:30 | 3.0544 | 3.0544
2021-07-26 19:00 | 3.3223 | 3.3223
2021-07-26 19:30 | 3.0544 | 3.0544
2021-07-26 20:00 | 3.108 | 3.108
2021-07-26 20:30 | 2.8936 | 2.8936
2021-07-26 21:00 | 2.6257 | 2.6257
2021-07-26 21:30 | 2.7329 | 2.7329
2021-07-26 22:00 | 2.5185 | 2.5185
2021-07-26 22:30 | 2.2506 | 2.2506
2021-07-26 23:00 | 2.197 | 2.197
2021-07-26 23:30 | 2.0899 | 2.0899
2021-07-27 | 1.8755 | 1.8755
2021-07-27 00:30 | 1.8755 | 1.8755
2021-07-27 01:00 | 1.7683 | 1.7683
2021-07-27 01:30 | 1.8755 | 1.8755
2021-07-27 02:00 | 1.8219 | 1.8219
2021-07-27 02:30 | 1.7683 | 1.7683
2021-07-27 03:00 | 1.7148 | 1.7148
2021-07-27 03:30 | 1.7683 | 1.7683
2021-07-27 04:00 | 1.8755 | 1.8755
2021-07-27 04:30 | 1.8755 | 1.8755
2021-07-27 05:00 | 2.197 | 2.197
2021-07-27 05:30 | 2.3042 | 2.3042
2021-07-27 06:00 | 2.6257 | 2.6257
2021-07-27 06:30 | 2.8401 | 2.8401
2021-07-27 07:00 | 3.0544 | 3.0544
2021-07-27 07:30 | 3.108 | 3.108
2021-07-27 08:00 | 3.1616 | 3.1616
2021-07-27 08:30 | 2.6257 | 2.6257
2021-07-27 09:00 | 2.2506 | 2.2506
2021-07-27 09:30 | 2.0363 | 2.0363
2021-07-27 10:00 | 1.7148 | 1.7148
2021-07-27 10:30 | 1.7148 | 1.7148
2021-07-27 11:00 | 1.6076 | 1.6076
2021-07-27 11:30 | 1.554 | 1.554
2021-07-27 12:00 | 1.6612 | 1.6612
2021-07-27 12:30 | 1.5004 | 1.5004
2021-07-27 13:00 | 1.6612 | 1.6612
2021-07-27 13:30 | 1.554 | 1.554
2021-07-27 14:00 | 1.7683 | 1.7683
2021-07-27 14:30 | 1.8755 | 1.8755
2021-07-27 15:00 | 2.19 | 2.19
2021-07-27 15:30 | 2.0899 | 2.0899
2021-07-27 16:00 | 2.5185 | 2.5185
2021-07-27 16:30 | 2.6257 | 2.6257
2021-07-27 17:00 | 2.7865 | 2.7865
2021-07-27 17:30 | 2.8936 | 2.8936
2021-07-27 18:00 | 3.0544 | 3.0544
2021-07-27 18:30 | 3.2687 | 3.2687
2021-07-27 19:00 | 3.3759 | 3.3759
2021-07-27 19:30 | 3.2687 | 3.2687
2021-07-27 20:00 | 3.0027 | 3.0027
2021-07-27 20:30 | 2.9317 | 2.9317
2021-07-27 21:00 | 2.6793 | 2.6793
2021-07-27 21:30 | 2.8401 | 2.8401
2021-07-27 22:00 | 2.465 | 2.465
2021-07-27 22:30 | 2.197 | 2.197
2021-07-27 23:00 | 2.1434 | 2.1434
2021-07-27 23:30 | 2.0899 | 2.0899
2021-07-28 | 1.9827 | 1.9827
2021-07-28 00:30 | 1.9291 | 1.9291
2021-07-28 01:00 | 1.9827 | 1.9827
2021-07-28 01:30 | 1.7683 | 1.7683
2021-07-28 02:00 | 1.7683 | 1.7683
2021-07-28 02:30 | 1.7683 | 1.7683
2021-07-28 03:00 | 1.7683 | 1.7683
2021-07-28 03:30 | 1.7683 | 1.7683
2021-07-28 04:00 | 1.7683 | 1.7683
2021-07-28 04:30 | 1.9291 | 1.9291
2021-07-28 05:00 | 1.9827 | 1.9827
2021-07-28 05:30 | 2.2506 | 2.2506
2021-07-28 06:00 | 2.3578 | 2.3578
2021-07-28 06:30 | 2.6793 | 2.6793
2021-07-28 07:00 | 2.6793 | 2.6793
2021-07-28 07:30 | 2.8401 | 2.8401
2021-07-28 08:00 | 2.8401 | 2.8401
2021-07-28 08:30 | 2.5721 | 2.5721
2021-07-28 09:00 | 2.3578 | 2.3578
2021-07-28 09:30 | 2.0899 | 2.0899
2021-07-28 10:00 | 1.8755 | 1.8755
2021-07-28 10:30 | 1.8755 | 1.8755
2021-07-28 11:00 | 1.6612 | 1.6612
2021-07-28 11:30 | 1.9827 | 1.9827
2021-07-28 12:00 | 1.8755 | 1.8755
2021-07-28 12:30 | 2.0899 | 2.0899
2021-07-28 13:00 | 1.9291 | 1.9291
2021-07-28 13:30 | 2.1434 | 2.1434
2021-07-28 14:00 | 2.2506 | 2.2506
2021-07-28 14:30 | 2.3578 | 2.3578
2021-07-28 15:00 | 2.5185 | 2.5185
2021-07-28 15:30 | 2.8936 | 2.8936
2021-07-28 16:00 | 3.0544 | 3.0544
2021-07-28 16:30 | 3.3759 | 3.3759
2021-07-28 17:00 | 3.4081 | 3.4081
2021-07-28 17:30 | 3.6438 | 3.6438
2021-07-28 18:00 | 3.5903 | 3.5903
2021-07-28 18:30 | 3.6974 | 3.6974
2021-07-28 19:00 | 3.8046 | 3.8046
2021-07-28 19:30 | 3.4831 | 3.4831
2021-07-28 20:00 | 3.3759 | 3.3759
2021-07-28 20:30 | 3.0544 | 3.0544
2021-07-28 21:00 | 2.9472 | 2.9472
2021-07-28 21:30 | 2.8401 | 2.8401
2021-07-28 22:00 | 2.7865 | 2.7865
2021-07-28 22:30 | 2.4114 | 2.4114
2021-07-28 23:00 | 2.2506 | 2.2506
2021-07-28 23:30 | 2.0363 | 2.0363
2021-07-29 | 1.9827 | 1.9827
2021-07-29 00:30 | 1.9827 | 1.9827
2021-07-29 01:00 | 1.7986 | 1.7986
2021-07-29 01:30 | 1.7683 | 1.7683
2021-07-29 02:00 | 1.6612 | 1.6612
2021-07-29 02:30 | 1.6612 | 1.6612
2021-07-29 03:00 | 1.6612 | 1.6612
2021-07-29 03:30 | 1.6612 | 1.6612
2021-07-29 04:00 | 1.6612 | 1.6612
2021-07-29 04:30 | 1.7683 | 1.7683
2021-07-29 05:00 | 1.8755 | 1.8755
2021-07-29 05:30 | 2.197 | 2.197
2021-07-29 06:00 | 2.2506 | 2.2506
2021-07-29 06:30 | 2.5185 | 2.5185
2021-07-29 07:00 | 2.5185 | 2.5185
2021-07-29 07:30 | 2.6793 | 2.6793
2021-07-29 08:00 | 2.5721 | 2.5721
2021-07-29 08:30 | 2.6257 | 2.6257
2021-07-29 09:00 | 2.3042 | 2.3042
2021-07-29 09:30 | 2.0363 | 2.0363
2021-07-29 10:00 | 1.9291 | 1.9291
2021-07-29 10:30 | 2.0899 | 2.0899
2021-07-29 11:00 | 1.7683 | 1.7683
2021-07-29 11:30 | 1.9827 | 1.9827
2021-07-29 12:00 | 1.9827 | 1.9827
2021-07-29 12:30 | 1.9827 | 1.9827
2021-07-29 13:00 | 2.0899 | 2.0899
2021-07-29 13:30 | 2.197 | 2.197
2021-07-29 14:00 | 2.3578 | 2.3578
2021-07-29 14:30 | 2.4114 | 2.4114
2021-07-29 15:00 | 2.7329 | 2.7329
2021-07-29 15:30 | 2.8401 | 2.8401
2021-07-29 16:00 | 3.0544 | 3.0544
2021-07-29 16:30 | 3.2152 | 3.2152
2021-07-29 17:00 | 3.4831 | 3.4831
2021-07-29 17:30 | 3.4295 | 3.4295
2021-07-29 18:00 | 3.5367 | 3.5367
2021-07-29 18:30 | 3.4831 | 3.4831
2021-07-29 19:00 | 3.6974 | 3.6974
2021-07-29 19:30 | 3.5903 | 3.5903
2021-07-29 20:00 | 3.2687 | 3.2687
2021-07-29 20:30 | 3.108 | 3.108
2021-07-29 21:00 | 2.8936 | 2.8936
2021-07-29 21:30 | 2.8401 | 2.8401
2021-07-29 22:00 | 2.6793 | 2.6793
2021-07-29 22:30 | 2.5721 | 2.5721
2021-07-29 23:00 | 2.3969 | 2.3969
2021-07-29 23:30 | 2.1434 | 2.1434
2021-07-30 | 2.1434 | 2.1434
2021-07-30 00:30 | 2.0363 | 2.0363
2021-07-30 01:00 | 2.0899 | 2.0899
2021-07-30 01:30 | 1.8755 | 1.8755
2021-07-30 02:00 | 1.8755 | 1.8755
2021-07-30 02:30 | 1.7683 | 1.7683
2021-07-30 03:00 | 1.7683 | 1.7683
2021-07-30 03:30 | 1.7148 | 1.7148
2021-07-30 04:00 | 1.8755 | 1.8755
2021-07-30 04:30 | 1.8755 | 1.8755
2021-07-30 05:00 | 1.8755 | 1.8755
2021-07-30 05:30 | 2.0899 | 2.0899
2021-07-30 06:00 | 2.2506 | 2.2506
2021-07-30 06:30 | 2.5185 | 2.5185
2021-07-30 07:00 | 2.7329 | 2.7329
2021-07-30 07:30 | 2.6257 | 2.6257
2021-07-30 08:00 | 2.6022 | 2.6022
2021-07-30 08:30 | 2.4114 | 2.4114
2021-07-30 09:00 | 2.1434 | 2.1434
2021-07-30 09:30 | 2.0899 | 2.0899
2021-07-30 10:00 | 1.8755 | 1.8755
2021-07-30 10:30 | 1.9827 | 1.9827
2021-07-30 11:00 | 1.8755 | 1.8755
2021-07-30 11:30 | 1.9291 | 1.9291
2021-07-30 12:00 | 2.0363 | 2.0363
2021-07-30 12:30 | 2.1434 | 2.1434
2021-07-30 13:00 | 2.4114 | 2.4114
2021-07-30 13:30 | 2.3578 | 2.3578
2021-07-30 14:00 | 2.6257 | 2.6257
2021-07-30 14:30 | 2.6257 | 2.6257
2021-07-30 15:00 | 2.8936 | 2.8936
2021-07-30 15:30 | 3.0008 | 3.0008
2021-07-30 16:00 | 3.1616 | 3.1616
2021-07-30 16:30 | 3.3759 | 3.3759
2021-07-30 17:00 | 3.5367 | 3.5367
2021-07-30 17:30 | 3.5903 | 3.5903
2021-07-30 18:00 | 3.5903 | 3.5903
2021-07-30 18:30 | 3.6974 | 3.6974
2021-07-30 19:00 | 3.4831 | 3.4831
2021-07-30 19:30 | 3.4295 | 3.4295
2021-07-30 20:00 | 3.2687 | 3.2687
2021-07-30 20:30 | 3.0008 | 3.0008
2021-07-30 21:00 | 2.6793 | 2.6793
2021-07-30 21:30 | 2.7865 | 2.7865
2021-07-30 22:00 | 2.5185 | 2.5185
2021-07-30 22:30 | 2.4114 | 2.4114
2021-07-30 23:00 | 2.2506 | 2.2506
2021-07-30 23:30 | 2.0899 | 2.0899
2021-07-31 | 2.0363 | 2.0363
2021-07-31 00:30 | 1.9291 | 1.9291
2021-07-31 01:00 | 1.9827 | 1.9827
2021-07-31 01:30 | 1.8755 | 1.8755
2021-07-31 02:00 | 1.8755 | 1.8755
2021-07-31 02:30 | 1.7683 | 1.7683
2021-07-31 03:00 | 1.7683 | 1.7683
2021-07-31 03:30 | 1.7683 | 1.7683
2021-07-31 04:00 | 1.7148 | 1.7148
2021-07-31 04:30 | 1.8219 | 1.8219
2021-07-31 05:00 | 1.8755 | 1.8755
2021-07-31 05:30 | 1.9291 | 1.9291
2021-07-31 06:00 | 1.8755 | 1.8755
2021-07-31 06:30 | 1.9827 | 1.9827
2021-07-31 07:00 | 2.0899 | 2.0899
2021-07-31 07:30 | 2.0899 | 2.0899
2021-07-31 08:00 | 2.197 | 2.197
2021-07-31 08:30 | 2.0899 | 2.0899
2021-07-31 09:00 | 2.0363 | 2.0363
2021-07-31 09:30 | 1.8755 | 1.8755
2021-07-31 10:00 | 1.9291 | 1.9291
2021-07-31 10:30 | 1.8219 | 1.8219
2021-07-31 11:00 | 1.8755 | 1.8755
2021-07-31 11:30 | 1.8755 | 1.8755
2021-07-31 12:00 | 1.8755 | 1.8755
2021-07-31 12:30 | 1.9291 | 1.9291
2021-07-31 13:00 | 2.0899 | 2.0899
2021-07-31 13:30 | 2.197 | 2.197
2021-07-31 14:00 | 2.3042 | 2.3042
2021-07-31 14:30 | 2.4114 | 2.4114
2021-07-31 15:00 | 2.7329 | 2.7329
2021-07-31 15:30 | 2.6257 | 2.6257
2021-07-31 16:00 | 2.9472 | 2.9472
2021-07-31 16:30 | 3.1616 | 3.1616
2021-07-31 17:00 | 3.3759 | 3.3759
2021-07-31 17:30 | 3.4831 | 3.4831
2021-07-31 18:00 | 3.4831 | 3.4831
2021-07-31 18:30 | 3.5367 | 3.5367
2021-07-31 19:00 | 3.5367 | 3.5367
2021-07-31 19:30 | 3.3759 | 3.3759
2021-07-31 20:00 | 3.0544 | 3.0544
2021-07-31 20:30 | 2.9472 | 2.9472
2021-07-31 21:00 | 2.7865 | 2.7865
2021-07-31 21:30 | 2.8401 | 2.8401
2021-07-31 22:00 | 2.465 | 2.465
2021-07-31 22:30 | 2.3042 | 2.3042
2021-07-31 23:00 | 2.2506 | 2.2506
2021-07-31 23:30 | 1.9827 | 1.9827
2021-08-01 | 2.0899 | 2.0899
2021-08-01 00:30 | 1.8755 | 1.8755
2021-08-01 01:00 | 1.8755 | 1.8755
2021-08-01 01:30 | 1.8755 | 1.8755
2021-08-01 02:00 | 1.8755 | 1.8755
2021-08-01 02:30 | 1.7683 | 1.7683
2021-08-01 03:00 | 1.7683 | 1.7683
2021-08-01 03:30 | 1.7683 | 1.7683
2021-08-01 04:00 | 1.7683 | 1.7683
2021-08-01 04:30 | 1.8219 | 1.8219
2021-08-01 05:00 | 1.8755 | 1.8755
2021-08-01 05:30 | 1.8219 | 1.8219
2021-08-01 06:00 | 1.9291 | 1.9291
2021-08-01 06:30 | 1.9827 | 1.9827
2021-08-01 07:00 | 1.9827 | 1.9827
2021-08-01 07:30 | 2.0899 | 2.0899
2021-08-01 08:00 | 2.0899 | 2.0899
2021-08-01 08:30 | 2.197 | 2.197
2021-08-01 09:00 | 2.197 | 2.197
2021-08-01 09:30 | 2.3042 | 2.3042
2021-08-01 10:00 | 2.2506 | 2.2506
2021-08-01 10:30 | 2.3042 | 2.3042
2021-08-01 11:00 | 2.0899 | 2.0899
2021-08-01 11:30 | 2.197 | 2.197
2021-08-01 12:00 | 2.3042 | 2.3042
2021-08-01 12:30 | 2.465 | 2.465
2021-08-01 13:00 | 2.6257 | 2.6257
2021-08-01 13:30 | 3.2687 | 3.2687
2021-08-01 14:00 | 3.108 | 3.108
2021-08-01 14:30 | 3.1616 | 3.1616
2021-08-01 15:00 | 3.2687 | 3.2687
2021-08-01 15:30 | 3.5903 | 3.5903
2021-08-01 16:00 | 3.751 | 3.751
2021-08-01 16:30 | 3.5903 | 3.5903
2021-08-01 17:00 | 4.1261 | 4.1261
2021-08-01 17:30 | 4.0725 | 4.0725
2021-08-01 18:00 | 3.9494 | 3.9494
2021-08-01 18:30 | 4.0725 | 4.0725
2021-08-01 19:00 | 4.0725 | 4.0725
2021-08-01 19:30 | 4.0725 | 4.0725
2021-08-01 20:00 | 3.751 | 3.751
2021-08-01 20:30 | 3.4295 | 3.4295
2021-08-01 21:00 | 3.108 | 3.108
2021-08-01 21:30 | 3.1616 | 3.1616
2021-08-01 22:00 | 2.8401 | 2.8401
2021-08-01 22:30 | 2.7329 | 2.7329
2021-08-01 23:00 | 2.4114 | 2.4114
2021-08-01 23:30 | 2.4114 | 2.4114
2021-08-02 | 2.2506 | 2.2506
2021-08-02 00:30 | 2.197 | 2.197
2021-08-02 01:00 | 2.1434 | 2.1434
2021-08-02 01:30 | 2.0363 | 2.0363
2021-08-02 02:00 | 1.9827 | 1.9827
2021-08-02 02:30 | 1.9291 | 1.9291
2021-08-02 03:00 | 1.9827 | 1.9827
2021-08-02 03:30 | 1.8755 | 1.8755
2021-08-02 04:00 | 1.9827 | 1.9827
2021-08-02 04:30 | 1.8755 | 1.8755
2021-08-02 05:00 | 2.197 | 2.197
2021-08-02 05:30 | 2.09 | 2.09
2021-08-02 06:00 | 2.2506 | 2.2506
2021-08-02 06:30 | 2.4114 | 2.4114
2021-08-02 07:00 | 2.6257 | 2.6257
2021-08-02 07:30 | 2.5721 | 2.5721
2021-08-02 08:00 | 2.7865 | 2.7865
2021-08-02 08:30 | 2.5721 | 2.5721
2021-08-02 09:00 | 2.3578 | 2.3578
2021-08-02 09:30 | 2.3042 | 2.3042
2021-08-02 10:00 | 2.3042 | 2.3042
2021-08-02 10:30 | 2.2506 | 2.2506
2021-08-02 11:00 | 2.3332 | 2.3332
2021-08-02 11:30 | 2.3578 | 2.3578
2021-08-02 12:00 | 2.5185 | 2.5185
2021-08-02 12:30 | 2.6793 | 2.6793
2021-08-02 13:00 | 2.8401 | 2.8401
2021-08-02 13:30 | 3.0008 | 3.0008
2021-08-02 14:00 | 3.1616 | 3.1616
2021-08-02 14:30 | 3.2687 | 3.2687
2021-08-02 15:00 | 3.4295 | 3.4295
2021-08-02 15:30 | 3.6974 | 3.6974
2021-08-02 16:00 | 3.751 | 3.751
2021-08-02 16:30 | 3.9654 | 3.9654
2021-08-02 17:00 | 4.0189 | 4.0189
2021-08-02 17:30 | 4.3405 | 4.3405
2021-08-02 18:00 | 4.1797 | 4.1797
2021-08-02 18:30 | 4.3405 | 4.3405
2021-08-02 19:00 | 4.4476 | 4.4476
2021-08-02 19:30 | 4.1797 | 4.1797
2021-08-02 20:00 | 4.0189 | 4.0189
2021-08-02 20:30 | 3.6438 | 3.6438
2021-08-02 21:00 | 3.5367 | 3.5367
2021-08-02 21:30 | 3.3759 | 3.3759
2021-08-02 22:00 | 3.108 | 3.108
2021-08-02 22:30 | 2.8936 | 2.8936
2021-08-02 23:00 | 2.7329 | 2.7329
2021-08-02 23:30 | 2.6257 | 2.6257
2021-08-03 | 2.465 | 2.465
2021-08-03 00:30 | 2.465 | 2.465
2021-08-03 01:00 | 2.3042 | 2.3042
2021-08-03 01:30 | 2.2506 | 2.2506
2021-08-03 02:00 | 2.3042 | 2.3042
2021-08-03 02:30 | 2.2506 | 2.2506
2021-08-03 03:00 | 2.2506 | 2.2506
2021-08-03 03:30 | 2.197 | 2.197
2021-08-03 04:00 | 2.1563 | 2.1563
2021-08-03 04:30 | 2.146 | 2.146
2021-08-03 05:00 | 2.2363 | 2.2363
2021-08-03 05:30 | 2.3118 | 2.3118
2021-08-03 06:00 | 2.258 | 2.258
2021-08-03 06:30 | 2.5721 | 2.5721
2021-08-03 07:00 | 2.6793 | 2.6793
2021-08-03 07:30 | 2.7681 | 2.7681
2021-08-03 08:00 | 2.7329 | 2.7329
2021-08-03 08:30 | 2.6257 | 2.6257
2021-08-03 09:00 | 2.6257 | 2.6257
2021-08-03 09:30 | 2.6793 | 2.6793
2021-08-03 10:00 | 2.2506 | 2.2506
2021-08-03 10:30 | 2.2506 | 2.2506
2021-08-03 11:00 | 2.0363 | 2.0363
2021-08-03 11:30 | 2.197 | 2.197
2021-08-03 12:00 | 1.6612 | 1.6612
2021-08-03 12:30 | 2.197 | 2.197
2021-08-03 13:00 | 1.8755 | 1.8755
2021-08-03 13:30 | 2.0363 | 2.0363
2021-08-03 14:00 | 1.6612 | 1.6612
2021-08-03 14:30 | 1.8755 | 1.8755
2021-08-03 15:00 | 1.8219 | 1.8219
2021-08-03 15:30 | 2.1927 | 2.1927
2021-08-03 16:00 | 2.3578 | 2.3578
2021-08-03 16:30 | 2.2506 | 2.2506
2021-08-03 17:00 | 2.5185 | 2.5185
2021-08-03 17:30 | 2.7865 | 2.7865
2021-08-03 18:00 | 2.8401 | 2.8401
2021-08-03 18:30 | 3.0544 | 3.0544
2021-08-03 19:00 | 3.2687 | 3.2687
2021-08-03 19:30 | 3.3223 | 3.3223
2021-08-03 20:00 | 2.9767 | 2.9767
2021-08-03 20:30 | 2.8833 | 2.8833
2021-08-03 21:00 | 2.6257 | 2.6257
2021-08-03 21:30 | 2.8401 | 2.8401
2021-08-03 22:00 | 2.5185 | 2.5185
2021-08-03 22:30 | 2.3042 | 2.3042
2021-08-03 23:00 | 2.0899 | 2.0899
2021-08-03 23:30 | 2.0899 | 2.0899
2021-08-04 | 2.0363 | 2.0363
2021-08-04 00:30 | 1.8755 | 1.8755
2021-08-04 01:00 | 1.8755 | 1.8755
2021-08-04 01:30 | 1.8219 | 1.8219
2021-08-04 02:00 | 1.7683 | 1.7683
2021-08-04 02:30 | 1.8219 | 1.8219
2021-08-04 03:00 | 1.7683 | 1.7683
2021-08-04 03:30 | 1.7683 | 1.7683
2021-08-04 04:00 | 1.8219 | 1.8219
2021-08-04 04:30 | 1.8219 | 1.8219
2021-08-04 05:00 | 2.0363 | 2.0363
2021-08-04 05:30 | 2.3042 | 2.3042
2021-08-04 06:00 | 2.4114 | 2.4114
2021-08-04 06:30 | 2.6257 | 2.6257
2021-08-04 07:00 | 2.7329 | 2.7329
2021-08-04 07:30 | 2.8401 | 2.8401
2021-08-04 08:00 | 2.8401 | 2.8401
2021-08-04 08:30 | 2.6257 | 2.6257
2021-08-04 09:00 | 2.3042 | 2.3042
2021-08-04 09:30 | 2.0899 | 2.0899
2021-08-04 10:00 | 1.8755 | 1.8755
2021-08-04 10:30 | 1.6612 | 1.6612
2021-08-04 11:00 | 1.554 | 1.554
2021-08-04 11:30 | 1.4468 | 1.4468
2021-08-04 12:00 | 1.5004 | 1.5004
2021-08-04 12:30 | 1.5004 | 1.5004
2021-08-04 13:00 | 1.4468 | 1.4468
2021-08-04 13:30 | 1.3397 | 1.3397
2021-08-04 14:00 | 1.3932 | 1.3932
2021-08-04 14:30 | 1.3932 | 1.3932
2021-08-04 15:00 | 1.5004 | 1.5004
2021-08-04 15:30 | 1.6076 | 1.6076
2021-08-04 16:00 | 1.9291 | 1.9291
2021-08-04 16:30 | 2.0899 | 2.0899
2021-08-04 17:00 | 2.2506 | 2.2506
2021-08-04 17:30 | 2.5185 | 2.5185
2021-08-04 18:00 | 2.6793 | 2.6793
2021-08-04 18:30 | 3.0544 | 3.0544
2021-08-04 19:00 | 3.4831 | 3.4831
2021-08-04 19:30 | 3.2687 | 3.2687
2021-08-04 20:00 | 3.108 | 3.108
2021-08-04 20:30 | 3.0544 | 3.0544
2021-08-04 21:00 | 2.8401 | 2.8401
2021-08-04 21:30 | 2.8401 | 2.8401
2021-08-04 22:00 | 2.7329 | 2.7329
2021-08-04 22:30 | 2.4114 | 2.4114
2021-08-04 23:00 | 2.3042 | 2.3042
2021-08-04 23:30 | 2.197 | 2.197
2021-08-05 | 2.197 | 2.197
2021-08-05 00:30 | 2.0899 | 2.0899
2021-08-05 01:00 | 1.9827 | 1.9827
2021-08-05 01:30 | 1.8755 | 1.8755
2021-08-05 02:00 | 1.8219 | 1.8219
2021-08-05 02:30 | 1.9827 | 1.9827
2021-08-05 03:00 | 1.8219 | 1.8219
2021-08-05 03:30 | 1.8755 | 1.8755
2021-08-05 04:00 | 1.9291 | 1.9291
2021-08-05 04:30 | 2.0899 | 2.0899
2021-08-05 05:00 | 2.197 | 2.197
2021-08-05 05:30 | 2.3042 | 2.3042
2021-08-05 06:00 | 2.6257 | 2.6257
2021-08-05 06:30 | 2.9472 | 2.9472
2021-08-05 07:00 | 3.1616 | 3.1616
2021-08-05 07:30 | 3.3223 | 3.3223
2021-08-05 08:00 | 3.1427 | 3.1427
2021-08-05 08:30 | 2.7865 | 2.7865
2021-08-05 09:00 | 2.4114 | 2.4114
2021-08-05 09:30 | 2.3042 | 2.3042
2021-08-05 10:00 | 1.8755 | 1.8755
2021-08-05 10:30 | 1.8755 | 1.8755
2021-08-05 11:00 | 1.6076 | 1.6076
2021-08-05 11:30 | 1.554 | 1.554
2021-08-05 12:00 | 1.3932 | 1.3932
2021-08-05 12:30 | 1.4468 | 1.4468
2021-08-05 13:00 | 1.3932 | 1.3932
2021-08-05 13:30 | 1.5004 | 1.5004
2021-08-05 14:00 | 1.3397 | 1.3397
2021-08-05 14:30 | 1.3932 | 1.3932
2021-08-05 15:00 | 1.4468 | 1.4468
2021-08-05 15:30 | 1.7148 | 1.7148
2021-08-05 16:00 | 1.7683 | 1.7683
2021-08-05 16:30 | 1.9872 | 1.9872
2021-08-05 17:00 | 2.2506 | 2.2506
2021-08-05 17:30 | 2.6257 | 2.6257
2021-08-05 18:00 | 2.6793 | 2.6793
2021-08-05 18:30 | 3.108 | 3.108
2021-08-05 19:00 | 3.1616 | 3.1616
2021-08-05 19:30 | 3.2687 | 3.2687
2021-08-05 20:00 | 3.1616 | 3.1616
2021-08-05 20:30 | 3.0519 | 3.0519
2021-08-05 21:00 | 2.8936 | 2.8936
2021-08-05 21:30 | 2.9472 | 2.9472
2021-08-05 22:00 | 2.9472 | 2.9472
2021-08-05 22:30 | 2.6793 | 2.6793
2021-08-05 23:00 | 2.5185 | 2.5185
2021-08-05 23:30 | 2.3042 | 2.3042
2021-08-06 | 2.197 | 2.197
2021-08-06 00:30 | 2.0899 | 2.0899
2021-08-06 01:00 | 1.9827 | 1.9827
2021-08-06 01:30 | 2.0899 | 2.0899
2021-08-06 02:00 | 1.9827 | 1.9827
2021-08-06 02:30 | 2.0363 | 2.0363
2021-08-06 03:00 | 1.8755 | 1.8755
2021-08-06 03:30 | 1.9827 | 1.9827
2021-08-06 04:00 | 2.0363 | 2.0363
2021-08-06 04:30 | 2.0899 | 2.0899
2021-08-06 05:00 | 2.3042 | 2.3042
2021-08-06 05:30 | 2.4114 | 2.4114
2021-08-06 06:00 | 2.7329 | 2.7329
2021-08-06 06:30 | 3.0008 | 3.0008
2021-08-06 07:00 | 3.1616 | 3.1616
2021-08-06 07:30 | 3.3223 | 3.3223
2021-08-06 08:00 | 3.1616 | 3.1616
2021-08-06 08:30 | 2.9472 | 2.9472
2021-08-06 09:00 | 2.5185 | 2.5185
2021-08-06 09:30 | 2.3578 | 2.3578
2021-08-06 10:00 | 2.0899 | 2.0899
2021-08-06 10:30 | 1.9291 | 1.9291
2021-08-06 11:00 | 1.6612 | 1.6612
2021-08-06 11:30 | 1.7683 | 1.7683
2021-08-06 12:00 | 1.6612 | 1.6612
2021-08-06 12:30 | 1.4468 | 1.4468
2021-08-06 13:00 | 1.5004 | 1.5004
2021-08-06 13:30 | 1.4468 | 1.4468
2021-08-06 14:00 | 1.4468 | 1.4468
2021-08-06 14:30 | 1.6612 | 1.6612
2021-08-06 15:00 | 1.7683 | 1.7683
2021-08-06 15:30 | 1.9291 | 1.9291
2021-08-06 16:00 | 2.0363 | 2.0363
2021-08-06 16:30 | 2.4114 | 2.4114
2021-08-06 17:00 | 2.465 | 2.465
2021-08-06 17:30 | 2.5185 | 2.5185
2021-08-06 18:00 | 2.6257 | 2.6257
2021-08-06 18:30 | 3.0544 | 3.0544
2021-08-06 19:00 | 3.0544 | 3.0544
2021-08-06 19:30 | 2.9472 | 2.9472
2021-08-06 20:00 | 2.8401 | 2.8401
2021-08-06 20:30 | 2.7329 | 2.7329
2021-08-06 21:00 | 2.6257 | 2.6257
2021-08-06 21:30 | 2.8401 | 2.8401
2021-08-06 22:00 | 2.7329 | 2.7329
2021-08-06 22:30 | 2.6257 | 2.6257
2021-08-06 23:00 | 2.4114 | 2.4114
2021-08-06 23:30 | 2.4114 | 2.4114
2021-08-07 | 2.3578 | 2.3578
2021-08-07 00:30 | 2.3042 | 2.3042
2021-08-07 01:00 | 2.3042 | 2.3042
2021-08-07 01:30 | 2.197 | 2.197
2021-08-07 02:00 | 2.197 | 2.197
2021-08-07 02:30 | 2.0899 | 2.0899
2021-08-07 03:00 | 2.0899 | 2.0899
2021-08-07 03:30 | 2.0899 | 2.0899
2021-08-07 04:00 | 2.0363 | 2.0363
2021-08-07 04:30 | 2.197 | 2.197
2021-08-07 05:00 | 2.2506 | 2.2506
2021-08-07 05:30 | 2.3042 | 2.3042
2021-08-07 06:00 | 2.4114 | 2.4114
2021-08-07 06:30 | 2.5721 | 2.5721
2021-08-07 07:00 | 2.6257 | 2.6257
2021-08-07 07:30 | 2.8401 | 2.8401
2021-08-07 08:00 | 2.7865 | 2.7865
2021-08-07 08:30 | 2.7329 | 2.7329
2021-08-07 09:00 | 2.4114 | 2.4114
2021-08-07 09:30 | 2.3042 | 2.3042
2021-08-07 10:00 | 2.0363 | 2.0363
2021-08-07 10:30 | 1.8755 | 1.8755
2021-08-07 11:00 | 1.7683 | 1.7683
2021-08-07 11:30 | 1.7148 | 1.7148
2021-08-07 12:00 | 1.5004 | 1.5004
2021-08-07 12:30 | 1.554 | 1.554
2021-08-07 13:00 | 1.5004 | 1.5004
2021-08-07 13:30 | 1.5004 | 1.5004
2021-08-07 14:00 | 1.4468 | 1.4468
2021-08-07 14:30 | 1.6612 | 1.6612
2021-08-07 15:00 | 1.6612 | 1.6612
2021-08-07 15:30 | 1.7683 | 1.7683
2021-08-07 16:00 | 1.8219 | 1.8219
2021-08-07 16:30 | 2.0899 | 2.0899
2021-08-07 17:00 | 2.3578 | 2.3578
2021-08-07 17:30 | 2.6793 | 2.6793
2021-08-07 18:00 | 2.8936 | 2.8936
2021-08-07 18:30 | 2.9472 | 2.9472
2021-08-07 19:00 | 3.0544 | 3.0544
2021-08-07 19:30 | 3.0008 | 3.0008
2021-08-07 20:00 | 2.8936 | 2.8936
2021-08-07 20:30 | 2.6793 | 2.6793
2021-08-07 21:00 | 2.6793 | 2.6793
2021-08-07 21:30 | 2.7865 | 2.7865
2021-08-07 22:00 | 2.6793 | 2.6793
2021-08-07 22:30 | 2.465 | 2.465
2021-08-07 23:00 | 2.2506 | 2.2506
2021-08-07 23:30 | 2.2506 | 2.2506
2021-08-08 | 2.197 | 2.197
2021-08-08 00:30 | 2.197 | 2.197
2021-08-08 01:00 | 2.0899 | 2.0899
2021-08-08 01:30 | 2.0363 | 2.0363
2021-08-08 02:00 | 2.0899 | 2.0899
2021-08-08 02:30 | 2.0899 | 2.0899
2021-08-08 03:00 | 1.9291 | 1.9291
2021-08-08 03:30 | 1.9827 | 1.9827
2021-08-08 04:00 | 1.9827 | 1.9827
2021-08-08 04:30 | 2.1434 | 2.1434
2021-08-08 05:00 | 2.0899 | 2.0899
2021-08-08 05:30 | 2.197 | 2.197
2021-08-08 06:00 | 2.197 | 2.197
2021-08-08 06:30 | 2.2506 | 2.2506
2021-08-08 07:00 | 2.4114 | 2.4114
2021-08-08 07:30 | 2.465 | 2.465
2021-08-08 08:00 | 2.5721 | 2.5721
2021-08-08 08:30 | 2.4114 | 2.4114
2021-08-08 09:00 | 2.3578 | 2.3578
2021-08-08 09:30 | 2.1434 | 2.1434
2021-08-08 10:00 | 1.8755 | 1.8755
2021-08-08 10:30 | 1.8755 | 1.8755
2021-08-08 11:00 | 1.7683 | 1.7683
2021-08-08 11:30 | 1.6612 | 1.6612
2021-08-08 12:00 | 1.5004 | 1.5004
2021-08-08 12:30 | 1.554 | 1.554
2021-08-08 13:00 | 1.4468 | 1.4468
2021-08-08 13:30 | 1.6076 | 1.6076
2021-08-08 14:00 | 1.554 | 1.554
2021-08-08 14:30 | 1.6612 | 1.6612
2021-08-08 15:00 | 1.8755 | 1.8755
2021-08-08 15:30 | 1.9291 | 1.9291
2021-08-08 16:00 | 2.197 | 2.197
2021-08-08 16:30 | 2.3578 | 2.3578
2021-08-08 17:00 | 2.5721 | 2.5721
2021-08-08 17:30 | 2.7329 | 2.7329
2021-08-08 18:00 | 3.0544 | 3.0544
2021-08-08 18:30 | 3.1616 | 3.1616
2021-08-08 19:00 | 3.5367 | 3.5367
2021-08-08 19:30 | 3.2687 | 3.2687
2021-08-08 20:00 | 3.1616 | 3.1616
2021-08-08 20:30 | 2.8401 | 2.8401
2021-08-08 21:00 | 2.8401 | 2.8401
2021-08-08 21:30 | 2.8401 | 2.8401
2021-08-08 22:00 | 2.6257 | 2.6257
2021-08-08 22:30 | 2.3578 | 2.3578
2021-08-08 23:00 | 2.197 | 2.197
2021-08-08 23:30 | 2.197 | 2.197
2021-08-09 | 1.9827 | 1.9827
2021-08-09 00:30 | 1.9291 | 1.9291
2021-08-09 01:00 | 1.9827 | 1.9827
2021-08-09 01:30 | 1.8755 | 1.8755
2021-08-09 02:00 | 1.8755 | 1.8755
2021-08-09 02:30 | 1.7683 | 1.7683
2021-08-09 03:00 | 1.7683 | 1.7683
2021-08-09 03:30 | 1.7683 | 1.7683
2021-08-09 04:00 | 1.8219 | 1.8219
2021-08-09 04:30 | 1.9827 | 1.9827
2021-08-09 05:00 | 2.0899 | 2.0899
2021-08-09 05:30 | 2.3042 | 2.3042
2021-08-09 06:00 | 2.3578 | 2.3578
2021-08-09 06:30 | 2.6257 | 2.6257
2021-08-09 07:00 | 2.8401 | 2.8401
2021-08-09 07:30 | 2.9472 | 2.9472
2021-08-09 08:00 | 2.7865 | 2.7865
2021-08-09 08:30 | 2.5185 | 2.5185
2021-08-09 09:00 | 2.0899 | 2.0899
2021-08-09 09:30 | 2.1434 | 2.1434
2021-08-09 10:00 | 1.7683 | 1.7683
2021-08-09 10:30 | 1.8755 | 1.8755
2021-08-09 11:00 | 1.6612 | 1.6612
2021-08-09 11:30 | 1.7683 | 1.7683
2021-08-09 12:00 | 1.7683 | 1.7683
2021-08-09 12:30 | 1.7148 | 1.7148
2021-08-09 13:00 | 1.7683 | 1.7683
2021-08-09 13:30 | 1.7683 | 1.7683
2021-08-09 14:00 | 1.9291 | 1.9291
2021-08-09 14:30 | 1.9827 | 1.9827
2021-08-09 15:00 | 2.0899 | 2.0899
2021-08-09 15:30 | 1.9827 | 1.9827
2021-08-09 16:00 | 2.465 | 2.465
2021-08-09 16:30 | 2.6257 | 2.6257
2021-08-09 17:00 | 2.7329 | 2.7329
2021-08-09 17:30 | 3.0008 | 3.0008
2021-08-09 18:00 | 3.108 | 3.108
2021-08-09 18:30 | 3.3223 | 3.3223
2021-08-09 19:00 | 3.4295 | 3.4295
2021-08-09 19:30 | 3.4831 | 3.4831
2021-08-09 20:00 | 3.2152 | 3.2152
2021-08-09 20:30 | 3.0008 | 3.0008
2021-08-09 21:00 | 2.7865 | 2.7865
2021-08-09 21:30 | 2.8936 | 2.8936
2021-08-09 22:00 | 2.6257 | 2.6257
2021-08-09 22:30 | 2.465 | 2.465
2021-08-09 23:00 | 2.197 | 2.197
2021-08-09 23:30 | 2.0899 | 2.0899
2021-08-10 | 1.9827 | 1.9827
2021-08-10 00:30 | 1.9291 | 1.9291
2021-08-10 01:00 | 1.8755 | 1.8755
2021-08-10 01:30 | 1.8219 | 1.8219
2021-08-10 02:00 | 1.8219 | 1.8219
2021-08-10 02:30 | 1.7148 | 1.7148
2021-08-10 03:00 | 1.7148 | 1.7148
2021-08-10 03:30 | 1.7683 | 1.7683
2021-08-10 04:00 | 1.8219 | 1.8219
2021-08-10 04:30 | 1.8755 | 1.8755
2021-08-10 05:00 | 1.9291 | 1.9291
2021-08-10 05:30 | 2.197 | 2.197
2021-08-10 06:00 | 2.3578 | 2.3578
2021-08-10 06:30 | 2.5721 | 2.5721
2021-08-10 07:00 | 2.6257 | 2.6257
2021-08-10 07:30 | 2.8401 | 2.8401
2021-08-10 08:00 | 2.7329 | 2.7329
2021-08-10 08:30 | 2.465 | 2.465
2021-08-10 09:00 | 2.3042 | 2.3042
2021-08-10 09:30 | 1.9827 | 1.9827
2021-08-10 10:00 | 1.8755 | 1.8755
2021-08-10 10:30 | 1.6612 | 1.6612
2021-08-10 11:00 | 1.8219 | 1.8219
2021-08-10 11:30 | 1.7148 | 1.7148
2021-08-10 12:00 | 1.8755 | 1.8755
2021-08-10 12:30 | 1.6612 | 1.6612
2021-08-10 13:00 | 1.8755 | 1.8755
2021-08-10 13:30 | 2.0899 | 2.0899
2021-08-10 14:00 | 2.0899 | 2.0899
2021-08-10 14:30 | 2.0899 | 2.0899
2021-08-10 15:00 | 2.1434 | 2.1434
2021-08-10 15:30 | 2.4114 | 2.4114
2021-08-10 16:00 | 2.5721 | 2.5721
2021-08-10 16:30 | 2.7865 | 2.7865
2021-08-10 17:00 | 2.8401 | 2.8401
2021-08-10 17:30 | 3.0939 | 3.0939
2021-08-10 18:00 | 3.1246 | 3.1246
2021-08-10 18:30 | 3.2687 | 3.2687
2021-08-10 19:00 | 3.4831 | 3.4831
2021-08-10 19:30 | 3.4295 | 3.4295
2021-08-10 20:00 | 3.2687 | 3.2687
2021-08-10 20:30 | 2.9472 | 2.9472
2021-08-10 21:00 | 2.8401 | 2.8401
2021-08-10 21:30 | 2.9472 | 2.9472
2021-08-10 22:00 | 2.6793 | 2.6793
2021-08-10 22:30 | 2.3578 | 2.3578
2021-08-10 23:00 | 2.1434 | 2.1434
2021-08-10 23:30 | 2.1434 | 2.1434
2021-08-11 | 1.9291 | 1.9291
2021-08-11 00:30 | 1.8755 | 1.8755
2021-08-11 01:00 | 1.8755 | 1.8755
2021-08-11 01:30 | 1.8755 | 1.8755
2021-08-11 02:00 | 1.8219 | 1.8219
2021-08-11 02:30 | 1.7683 | 1.7683
2021-08-11 03:00 | 1.7683 | 1.7683
2021-08-11 03:30 | 1.7683 | 1.7683
2021-08-11 04:00 | 1.7148 | 1.7148
2021-08-11 04:30 | 1.8755 | 1.8755
2021-08-11 05:00 | 1.9827 | 1.9827
2021-08-11 05:30 | 1.9827 | 1.9827
2021-08-11 06:00 | 2.3042 | 2.3042
2021-08-11 06:30 | 2.5185 | 2.5185
2021-08-11 07:00 | 2.5185 | 2.5185
2021-08-11 07:30 | 2.7329 | 2.7329
2021-08-11 08:00 | 2.6257 | 2.6257
2021-08-11 08:30 | 2.5185 | 2.5185
2021-08-11 09:00 | 2.0899 | 2.0899
2021-08-11 09:30 | 2.0363 | 2.0363
2021-08-11 10:00 | 1.7683 | 1.7683
2021-08-11 10:30 | 1.8755 | 1.8755
2021-08-11 11:00 | 1.7148 | 1.7148
2021-08-11 11:30 | 1.7683 | 1.7683
2021-08-11 12:00 | 1.7683 | 1.7683
2021-08-11 12:30 | 1.9291 | 1.9291
2021-08-11 13:00 | 1.9827 | 1.9827
2021-08-11 13:30 | 2.0899 | 2.0899
2021-08-11 14:00 | 2.0899 | 2.0899
2021-08-11 14:30 | 2.2506 | 2.2506
2021-08-11 15:00 | 2.3042 | 2.3042
2021-08-11 15:30 | 2.6257 | 2.6257
2021-08-11 16:00 | 2.7329 | 2.7329
2021-08-11 16:30 | 2.9472 | 2.9472
2021-08-11 17:00 | 3.108 | 3.108
2021-08-11 17:30 | 3.2687 | 3.2687
2021-08-11 18:00 | 3.4295 | 3.4295
2021-08-11 18:30 | 3.5903 | 3.5903
2021-08-11 19:00 | 3.6974 | 3.6974
2021-08-11 19:30 | 3.4831 | 3.4831
2021-08-11 20:00 | 3.4831 | 3.4831
2021-08-11 20:30 | 3.108 | 3.108
2021-08-11 21:00 | 2.8936 | 2.8936
2021-08-11 21:30 | 2.8401 | 2.8401
2021-08-11 22:00 | 2.7329 | 2.7329
2021-08-11 22:30 | 2.465 | 2.465
2021-08-11 23:00 | 2.3578 | 2.3578
2021-08-11 23:30 | 2.1434 | 2.1434
2021-08-12 | 1.9827 | 1.9827
2021-08-12 00:30 | 1.9291 | 1.9291
2021-08-12 01:00 | 1.8755 | 1.8755
2021-08-12 01:30 | 1.8755 | 1.8755
2021-08-12 02:00 | 1.8219 | 1.8219
2021-08-12 02:30 | 1.7148 | 1.7148
2021-08-12 03:00 | 1.7148 | 1.7148
2021-08-12 03:30 | 1.7148 | 1.7148
2021-08-12 04:00 | 1.7683 | 1.7683
2021-08-12 04:30 | 1.7683 | 1.7683
2021-08-12 05:00 | 1.9291 | 1.9291
2021-08-12 05:30 | 2.1434 | 2.1434
2021-08-12 06:00 | 2.3042 | 2.3042
2021-08-12 06:30 | 2.465 | 2.465
2021-08-12 07:00 | 2.5721 | 2.5721
2021-08-12 07:30 | 2.6793 | 2.6793
2021-08-12 08:00 | 2.6793 | 2.6793
2021-08-12 08:30 | 2.3578 | 2.3578
2021-08-12 09:00 | 2.1434 | 2.1434
2021-08-12 09:30 | 1.9827 | 1.9827
2021-08-12 10:00 | 1.7683 | 1.7683
2021-08-12 10:30 | 1.7683 | 1.7683
2021-08-12 11:00 | 1.8755 | 1.8755
2021-08-12 11:30 | 1.7683 | 1.7683
2021-08-12 12:00 | 1.8219 | 1.8219
2021-08-12 12:30 | 1.9827 | 1.9827
2021-08-12 13:00 | 2.1434 | 2.1434
2021-08-12 13:30 | 2.0899 | 2.0899
2021-08-12 14:00 | 2.197 | 2.197
2021-08-12 14:30 | 2.197 | 2.197
2021-08-12 15:00 | 2.4121 | 2.4121
2021-08-12 15:30 | 2.5185 | 2.5185
2021-08-12 16:00 | 2.6793 | 2.6793
2021-08-12 16:30 | 3.0008 | 3.0008
2021-08-12 17:00 | 3.1616 | 3.1616
2021-08-12 17:30 | 3.3223 | 3.3223
2021-08-12 18:00 | 3.3559 | 3.3559
2021-08-12 18:30 | 3.6438 | 3.6438
2021-08-12 19:00 | 3.6781 | 3.6781
2021-08-12 19:30 | 3.6427 | 3.6427
2021-08-12 20:00 | 3.3759 | 3.3759
2021-08-12 20:30 | 3.1616 | 3.1616
2021-08-12 21:00 | 3.0008 | 3.0008
2021-08-12 21:30 | 3.0544 | 3.0544
2021-08-12 22:00 | 2.7865 | 2.7865
2021-08-12 22:30 | 2.537 | 2.537
2021-08-12 23:00 | 2.3578 | 2.3578
2021-08-12 23:30 | 2.2896 | 2.2896
2021-08-13 | 2.0363 | 2.0363
2021-08-13 00:30 | 2.0899 | 2.0899
2021-08-13 01:00 | 2.0363 | 2.0363
2021-08-13 01:30 | 1.8755 | 1.8755
2021-08-13 02:00 | 1.8219 | 1.8219
2021-08-13 02:30 | 1.8755 | 1.8755
2021-08-13 03:00 | 1.7683 | 1.7683
2021-08-13 03:30 | 1.7683 | 1.7683
2021-08-13 04:00 | 1.7683 | 1.7683
2021-08-13 04:30 | 1.8219 | 1.8219
2021-08-13 05:00 | 1.9383 | 1.9383
2021-08-13 05:30 | 2.0899 | 2.0899
2021-08-13 06:00 | 2.197 | 2.197
2021-08-13 06:30 | 2.4114 | 2.4114
2021-08-13 07:00 | 2.4114 | 2.4114
2021-08-13 07:30 | 2.6257 | 2.6257
2021-08-13 08:00 | 0 | 0
2021-08-13 08:30 | 0 | 0
2021-08-13 09:00 | 0 | 0
2021-08-13 09:30 | 0 | 0
2021-08-13 10:00 | 0 | 0
2021-08-13 10:30 | 0 | 0
2021-08-13 11:00 | 0 | 0
2021-08-13 11:30 | 0 | 0
2021-08-13 12:00 | 0 | 0
2021-08-13 12:30 | 0 | 0
2021-08-13 13:00 | 0 | 0
2021-08-13 13:30 | 0 | 0
2021-08-13 14:00 | 0 | 0
2021-08-13 14:30 | 0 | 0
2021-08-13 15:00 | 0 | 0
2021-08-13 15:30 | 0 | 0
2021-08-13 16:00 | 0 | 0
2021-08-13 16:30 | 0 | 0
2021-08-13 17:00 | 0 | 0
2021-08-13 17:30 | 0 | 0
2021-08-13 18:00 | 0 | 0
2021-08-13 18:30 | 0 | 0
2021-08-13 19:00 | 0 | 0
2021-08-13 19:30 | 0 | 0
2021-08-13 20:00 | 0 | 0
2021-08-13 20:30 | 0 | 0
2021-08-13 21:00 | 0 | 0
2021-08-13 21:30 | 0 | 0
2021-08-13 22:00 | 0 | 0
2021-08-13 22:30 | 0 | 0
2021-08-13 23:00 | 0 | 0
2021-08-13 23:30 | 0 | 0
2021-08-14 | 0 | 0
2021-08-14 00:30 | 0 | 0
2021-08-14 01:00 | 0 | 0
2021-08-14 01:30 | 0 | 0
2021-08-14 02:00 | 0 | 0
2021-08-14 02:30 | 0 | 0
2021-08-14 03:00 | 0 | 0
2021-08-14 03:30 | 0 | 0
2021-08-14 04:00 | 0 | 0
2021-08-14 04:30 | 0 | 0
2021-08-14 05:00 | 0 | 0
2021-08-14 05:30 | 0 | 0
2021-08-14 06:00 | 0 | 0
2021-08-14 06:30 | 0 | 0
2021-08-14 07:00 | 0 | 0
2021-08-14 07:30 | 0 | 0
2021-08-14 08:00 | 0 | 0
2021-08-14 08:30 | 0 | 0
2021-08-14 09:00 | 0 | 0
2021-08-14 09:30 | 0 | 0
2021-08-14 10:00 | 0 | 0
2021-08-14 10:30 | 0 | 0
2021-08-14 11:00 | 0 | 0
2021-08-14 11:30 | 0 | 0
2021-08-14 12:00 | 0 | 0
2021-08-14 12:30 | 0 | 0
2021-08-14 13:00 | 0 | 0
2021-08-14 13:30 | 0 | 0
2021-08-14 14:00 | 0 | 0
2021-08-14 14:30 | 0 | 0
2021-08-14 15:00 | 0 | 0
2021-08-14 15:30 | 0 | 0
2021-08-14 16:00 | 0 | 0
2021-08-14 16:30 | 0 | 0
2021-08-14 17:00 | 0 | 0
2021-08-14 17:30 | 0 | 0
2021-08-14 18:00 | 0 | 0
2021-08-14 18:30 | 0 | 0
2021-08-14 19:00 | 0 | 0
2021-08-14 19:30 | 0 | 0
2021-08-14 20:00 | 0 | 0
2021-08-14 20:30 | 0 | 0
2021-08-14 21:00 | 0 | 0
2021-08-14 21:30 | 0 | 0
2021-08-14 22:00 | 0 | 0
2021-08-14 22:30 | 0 | 0
2021-08-14 23:00 | 0 | 0
2021-08-14 23:30 | 0 | 0
2021-08-15 | 0 | 0
2021-08-15 00:30 | 0 | 0
2021-08-15 01:00 | 0 | 0
2021-08-15 01:30 | 0 | 0
2021-08-15 02:00 | 0 | 0
2021-08-15 02:30 | 0 | 0
2021-08-15 03:00 | 0 | 0
2021-08-15 03:30 | 0 | 0
2021-08-15 04:00 | 0 | 0
2021-08-15 04:30 | 0 | 0
2021-08-15 05:00 | 0 | 0
2021-08-15 05:30 | 0 | 0
2021-08-15 06:00 | 0 | 0
2021-08-15 06:30 | 0 | 0
2021-08-15 07:00 | 0 | 0
2021-08-15 07:30 | 0 | 0
2021-08-15 08:00 | 0 | 0
2021-08-15 08:30 | 0 | 0
2021-08-15 09:00 | 0 | 0
2021-08-15 09:30 | 0 | 0
2021-08-15 10:00 | 0 | 0
2021-08-15 10:30 | 0 | 0
2021-08-15 11:00 | 0 | 0
2021-08-15 11:30 | 0 | 0
2021-08-15 12:00 | 0 | 0
2021-08-15 12:30 | 0 | 0
2021-08-15 13:00 | 0 | 0
2021-08-15 13:30 | 0 | 0
2021-08-15 14:00 | 0 | 0
2021-08-15 14:30 | 0 | 0
2021-08-15 15:00 | 0 | 0
2021-08-15 15:30 | 0 | 0
2021-08-15 16:00 | 0 | 0
2021-08-15 16:30 | 0 | 0
2021-08-15 17:00 | 0 | 0
2021-08-15 17:30 | 0 | 0
2021-08-15 18:00 | 0 | 0
2021-08-15 18:30 | 0 | 0
2021-08-15 19:00 | 0 | 0
2021-08-15 19:30 | 0 | 0
2021-08-15 20:00 | 0 | 0
2021-08-15 20:30 | 0 | 0
2021-08-15 21:00 | 0 | 0
2021-08-15 21:30 | 0 | 0
2021-08-15 22:00 | 0 | 0
2021-08-15 22:30 | 0 | 0
2021-08-15 23:00 | 0 | 0
2021-08-15 23:30 | 0 | 0
2021-08-16 | 0 | 0
2021-08-16 00:30 | 0 | 0
2021-08-16 01:00 | 0 | 0
2021-08-16 01:30 | 0 | 0
2021-08-16 02:00 | 0 | 0
2021-08-16 02:30 | 0 | 0
2021-08-16 03:00 | 0 | 0
2021-08-16 03:30 | 0 | 0
2021-08-16 04:00 | 0 | 0
2021-08-16 04:30 | 0 | 0
2021-08-16 05:00 | 0 | 0
2021-08-16 05:30 | 0 | 0
2021-08-16 06:00 | 0 | 0
2021-08-16 06:30 | 0 | 0
2021-08-16 07:00 | 0 | 0
2021-08-16 07:30 | 0 | 0
2021-08-16 08:00 | 0 | 0
2021-08-16 08:30 | 0 | 0
2021-08-16 09:00 | 0 | 0
2021-08-16 09:30 | 0 | 0
2021-08-16 10:00 | 0 | 0
2021-08-16 10:30 | 0 | 0
2021-08-16 11:00 | 0 | 0
2021-08-16 11:30 | 0 | 0
2021-08-16 12:00 | 0 | 0
2021-08-16 12:30 | 0 | 0
2021-08-16 13:00 | 0 | 0
2021-08-16 13:30 | 0 | 0
2021-08-16 14:00 | 0 | 0
2021-08-16 14:30 | 0 | 0
2021-08-16 15:00 | 0 | 0
2021-08-16 15:30 | 0 | 0
2021-08-16 16:00 | 0 | 0
2021-08-16 16:30 | 0 | 0
2021-08-16 17:00 | 0 | 0
2021-08-16 17:30 | 0 | 0
2021-08-16 18:00 | 0 | 0
2021-08-16 18:30 | 0 | 0
2021-08-16 19:00 | 0 | 0
2021-08-16 19:30 | 0 | 0
2021-08-16 20:00 | 0 | 0
2021-08-16 20:30 | 0 | 0
2021-08-16 21:00 | 0 | 0
2021-08-16 21:30 | 0 | 0
2021-08-16 22:00 | 0 | 0
2021-08-16 22:30 | 0 | 0
2021-08-16 23:00 | 0 | 0
2021-08-16 23:30 | 0 | 0
2021-08-17 | 0 | 0
2021-08-17 00:30 | 0 | 0
2021-08-17 01:00 | 0 | 0
2021-08-17 01:30 | 0 | 0
2021-08-17 02:00 | 0 | 0
2021-08-17 02:30 | 0 | 0
2021-08-17 03:00 | 0 | 0
2021-08-17 03:30 | 0 | 0
2021-08-17 04:00 | 0 | 0
2021-08-17 04:30 | 0 | 0
2021-08-17 05:00 | 0 | 0
2021-08-17 05:30 | 0 | 0
2021-08-17 06:00 | 0 | 0
2021-08-17 06:30 | 0 | 0
2021-08-17 07:00 | 0 | 0
2021-08-17 07:30 | 0 | 0
2021-08-17 08:00 | 0 | 0
2021-08-17 08:30 | 0 | 0
2021-08-17 09:00 | 0 | 0
2021-08-17 09:30 | 0 | 0
2021-08-17 10:00 | 0 | 0
2021-08-17 10:30 | 0 | 0
2021-08-17 11:00 | 0 | 0
2021-08-17 11:30 | 0 | 0
2021-08-17 12:00 | 0 | 0
2021-08-17 12:30 | 0 | 0
2021-08-17 13:00 | 0 | 0
2021-08-17 13:30 | 0 | 0
2021-08-17 14:00 | 0 | 0
2021-08-17 14:30 | 0 | 0
2021-08-17 15:00 | 0 | 0
2021-08-17 15:30 | 0 | 0
2021-08-17 16:00 | 0 | 0
2021-08-17 16:30 | 0 | 0
2021-08-17 17:00 | 0 | 0
2021-08-17 17:30 | 0 | 0
2021-08-17 18:00 | 0 | 0
2021-08-17 18:30 | 0 | 0
2021-08-17 19:00 | 0 | 0
2021-08-17 19:30 | 0 | 0
2021-08-17 20:00 | 0 | 0
2021-08-17 20:30 | 0 | 0
2021-08-17 21:00 | 0 | 0
2021-08-17 21:30 | 0 | 0
2021-08-17 22:00 | 0 | 0
2021-08-17 22:30 | 0 | 0
2021-08-17 23:00 | 0 | 0
2021-08-17 23:30 | 0 | 0
2021-08-18 | 0 | 0
2021-08-18 00:30 | 0 | 0
2021-08-18 01:00 | 0 | 0
2021-08-18 01:30 | 0 | 0
2021-08-18 02:00 | 0 | 0
2021-08-18 02:30 | 0 | 0
2021-08-18 03:00 | 0 | 0
2021-08-18 03:30 | 0 | 0
2021-08-18 04:00 | 0 | 0
2021-08-18 04:30 | 0 | 0
2021-08-18 05:00 | 0 | 0
2021-08-18 05:30 | 0 | 0
2021-08-18 06:00 | 0 | 0
2021-08-18 06:30 | 0 | 0
2021-08-18 07:00 | 0 | 0
2021-08-18 07:30 | 0 | 0
2021-08-18 08:00 | 0 | 0
2021-08-18 08:30 | 0 | 0
2021-08-18 09:00 | 0 | 0
2021-08-18 09:30 | 0 | 0
2021-08-18 10:00 | 0 | 0
2021-08-18 10:30 | 1.7683 | 1.7683
2021-08-18 11:00 | 1.8755 | 1.8755
2021-08-18 11:30 | 1.9291 | 1.9291
2021-08-18 12:00 | 1.7683 | 1.7683
2021-08-18 12:30 | 1.8755 | 1.8755
2021-08-18 13:00 | 1.8755 | 1.8755
2021-08-18 13:30 | 1.9827 | 1.9827
2021-08-18 14:00 | 2.0899 | 2.0899
2021-08-18 14:30 | 2.2506 | 2.2506
2021-08-18 15:00 | 2.4114 | 2.4114
2021-08-18 15:30 | 2.465 | 2.465
2021-08-18 16:00 | 2.5721 | 2.5721
2021-08-18 16:30 | 2.8401 | 2.8401
2021-08-18 17:00 | 2.9472 | 2.9472
2021-08-18 17:30 | 3.108 | 3.108
2021-08-18 18:00 | 3.1616 | 3.1616
2021-08-18 18:30 | 3.2687 | 3.2687
2021-08-18 19:00 | 3.4831 | 3.4831
2021-08-18 19:30 | 3.4831 | 3.4831
2021-08-18 20:00 | 3.2687 | 3.2687
2021-08-18 20:30 | 3.1616 | 3.1616
2021-08-18 21:00 | 2.7329 | 2.7329
2021-08-18 21:30 | 2.9472 | 2.9472
2021-08-18 22:00 | 2.6257 | 2.6257
2021-08-18 22:30 | 2.4114 | 2.4114
2021-08-18 23:00 | 2.197 | 2.197
2021-08-18 23:30 | 2.0899 | 2.0899
2021-08-19 | 2.0363 | 2.0363
2021-08-19 00:30 | 1.9827 | 1.9827
2021-08-19 01:00 | 1.7683 | 1.7683
2021-08-19 01:30 | 1.7683 | 1.7683
2021-08-19 02:00 | 1.8219 | 1.8219
2021-08-19 02:30 | 1.6612 | 1.6612
2021-08-19 03:00 | 1.7148 | 1.7148
2021-08-19 03:30 | 1.7148 | 1.7148
2021-08-19 04:00 | 1.8219 | 1.8219
2021-08-19 04:30 | 1.8755 | 1.8755
2021-08-19 05:00 | 1.9275 | 1.9275
2021-08-19 05:30 | 2.0899 | 2.0899
2021-08-19 06:00 | 2.197 | 2.197
2021-08-19 06:30 | 2.3578 | 2.3578
2021-08-19 07:00 | 2.5185 | 2.5185
2021-08-19 07:30 | 2.6257 | 2.6257
2021-08-19 08:00 | 2.5721 | 2.5721
2021-08-19 08:30 | 2.4114 | 2.4114
2021-08-19 09:00 | 2.0363 | 2.0363
2021-08-19 09:30 | 1.9291 | 1.9291
2021-08-19 10:00 | 1.7148 | 1.7148
2021-08-19 10:30 | 1.6612 | 1.6612
2021-08-19 11:00 | 1.6076 | 1.6076
2021-08-19 11:30 | 1.7148 | 1.7148
2021-08-19 12:00 | 1.7683 | 1.7683
2021-08-19 12:30 | 1.7683 | 1.7683
2021-08-19 13:00 | 1.8219 | 1.8219
2021-08-19 13:30 | 1.8219 | 1.8219
2021-08-19 14:00 | 1.9827 | 1.9827
2021-08-19 14:30 | 1.9827 | 1.9827
2021-08-19 15:00 | 2.1434 | 2.1434
2021-08-19 15:30 | 2.3042 | 2.3042
2021-08-19 16:00 | 2.5185 | 2.5185
2021-08-19 16:30 | 2.7329 | 2.7329
2021-08-19 17:00 | 2.9472 | 2.9472
2021-08-19 17:30 | 2.9472 | 2.9472
2021-08-19 18:00 | 3.0544 | 3.0544
2021-08-19 18:30 | 3.2687 | 3.2687
2021-08-19 19:00 | 3.3759 | 3.3759
2021-08-19 19:30 | 3.2687 | 3.2687
2021-08-19 20:00 | 2.9472 | 2.9472
2021-08-19 20:30 | 3.0008 | 3.0008
2021-08-19 21:00 | 2.7329 | 2.7329
2021-08-19 21:30 | 2.8401 | 2.8401
2021-08-19 22:00 | 2.4724 | 2.4724
2021-08-19 22:30 | 2.3578 | 2.3578
2021-08-19 23:00 | 2.1434 | 2.1434
2021-08-19 23:30 | 2.0363 | 2.0363
2021-08-20 | 1.9827 | 1.9827
2021-08-20 00:30 | 1.8755 | 1.8755
2021-08-20 01:00 | 1.8755 | 1.8755
2021-08-20 01:30 | 1.7148 | 1.7148
2021-08-20 02:00 | 1.6612 | 1.6612
2021-08-20 02:30 | 1.6612 | 1.6612
2021-08-20 03:00 | 1.6612 | 1.6612
2021-08-20 03:30 | 1.7148 | 1.7148
2021-08-20 04:00 | 1.6612 | 1.6612
2021-08-20 04:30 | 1.8219 | 1.8219
2021-08-20 05:00 | 1.8755 | 1.8755
2021-08-20 05:30 | 1.9291 | 1.9291
2021-08-20 06:00 | 2.0899 | 2.0899
2021-08-20 06:30 | 2.3578 | 2.3578
2021-08-20 07:00 | 2.5185 | 2.5185
2021-08-20 07:30 | 2.5721 | 2.5721
2021-08-20 08:00 | 2.4114 | 2.4114
2021-08-20 08:30 | 2.2506 | 2.2506
2021-08-20 09:00 | 1.9291 | 1.9291
2021-08-20 09:30 | 1.8755 | 1.8755
2021-08-20 10:00 | 1.7148 | 1.7148
2021-08-20 10:30 | 1.7683 | 1.7683
2021-08-20 11:00 | 1.554 | 1.554
2021-08-20 11:30 | 1.7683 | 1.7683
2021-08-20 12:00 | 1.7148 | 1.7148
2021-08-20 12:30 | 1.8755 | 1.8755
2021-08-20 13:00 | 1.7148 | 1.7148
2021-08-20 13:30 | 1.8219 | 1.8219
2021-08-20 14:00 | 1.9291 | 1.9291
2021-08-20 14:30 | 1.9827 | 1.9827
2021-08-20 15:00 | 2.0363 | 2.0363
2021-08-20 15:30 | 2.2506 | 2.2506
2021-08-20 16:00 | 2.3578 | 2.3578
2021-08-20 16:30 | 2.6257 | 2.6257
2021-08-20 17:00 | 2.8401 | 2.8401
2021-08-20 17:30 | 3.0008 | 3.0008
2021-08-20 18:00 | 3.108 | 3.108
2021-08-20 18:30 | 3.108 | 3.108
2021-08-20 19:00 | 3.2152 | 3.2152
2021-08-20 19:30 | 3.1616 | 3.1616
2021-08-20 20:00 | 2.8936 | 2.8936
2021-08-20 20:30 | 2.7329 | 2.7329
2021-08-20 21:00 | 2.5721 | 2.5721
2021-08-20 21:30 | 2.6793 | 2.6793
2021-08-20 22:00 | 2.3578 | 2.3578
2021-08-20 22:30 | 2.3042 | 2.3042
2021-08-20 23:00 | 2.0899 | 2.0899
2021-08-20 23:30 | 2.0899 | 2.0899
2021-08-21 | 2.0899 | 2.0899
2021-08-21 00:30 | 1.7683 | 1.7683
2021-08-21 01:00 | 1.8219 | 1.8219
2021-08-21 01:30 | 1.7148 | 1.7148
2021-08-21 02:00 | 1.7683 | 1.7683
2021-08-21 02:30 | 1.6612 | 1.6612
2021-08-21 03:00 | 1.7683 | 1.7683
2021-08-21 03:30 | 1.7148 | 1.7148
2021-08-21 04:00 | 1.6612 | 1.6612
2021-08-21 04:30 | 1.7148 | 1.7148
2021-08-21 05:00 | 1.8219 | 1.8219
2021-08-21 05:30 | 1.8755 | 1.8755
2021-08-21 06:00 | 1.8219 | 1.8219
2021-08-21 06:30 | 2.0363 | 2.0363
2021-08-21 07:00 | 1.9827 | 1.9827
2021-08-21 07:30 | 1.9827 | 1.9827
2021-08-21 08:00 | 1.9827 | 1.9827
2021-08-21 08:30 | 1.9827 | 1.9827
2021-08-21 09:00 | 1.8219 | 1.8219
2021-08-21 09:30 | 1.6076 | 1.6076
2021-08-21 10:00 | 1.6612 | 1.6612
2021-08-21 10:30 | 1.554 | 1.554
2021-08-21 11:00 | 1.554 | 1.554
2021-08-21 11:30 | 1.7148 | 1.7148
2021-08-21 12:00 | 1.7148 | 1.7148
2021-08-21 12:30 | 1.8755 | 1.8755
2021-08-21 13:00 | 1.8755 | 1.8755
2021-08-21 13:30 | 2.0899 | 2.0899
2021-08-21 14:00 | 1.9827 | 1.9827
2021-08-21 14:30 | 2.2506 | 2.2506
2021-08-21 15:00 | 2.3042 | 2.3042
2021-08-21 15:30 | 2.4114 | 2.4114
2021-08-21 16:00 | 2.6257 | 2.6257
2021-08-21 16:30 | 2.8936 | 2.8936
2021-08-21 17:00 | 3.0544 | 3.0544
2021-08-21 17:30 | 3.3759 | 3.3759
2021-08-21 18:00 | 3.4831 | 3.4831
2021-08-21 18:30 | 3.4831 | 3.4831
2021-08-21 19:00 | 3.6974 | 3.6974
2021-08-21 19:30 | 3.4295 | 3.4295
2021-08-21 20:00 | 3.3223 | 3.3223
2021-08-21 20:30 | 2.9472 | 2.9472
2021-08-21 21:00 | 2.7865 | 2.7865
2021-08-21 21:30 | 2.6922 | 2.6922
2021-08-21 22:00 | 2.5185 | 2.5185
2021-08-21 22:30 | 2.2506 | 2.2506
2021-08-21 23:00 | 2.2506 | 2.2506
2021-08-21 23:30 | 2.0363 | 2.0363
2021-08-22 | 1.9827 | 1.9827
2021-08-22 00:30 | 1.9827 | 1.9827
2021-08-22 01:00 | 1.8755 | 1.8755
2021-08-22 01:30 | 1.8219 | 1.8219
2021-08-22 02:00 | 1.7683 | 1.7683
2021-08-22 02:30 | 1.7683 | 1.7683
2021-08-22 03:00 | 1.7148 | 1.7148
2021-08-22 03:30 | 1.7683 | 1.7683
2021-08-22 04:00 | 1.7148 | 1.7148
2021-08-22 04:30 | 1.7683 | 1.7683
2021-08-22 05:00 | 1.8219 | 1.8219
2021-08-22 05:30 | 1.8219 | 1.8219
2021-08-22 06:00 | 1.9291 | 1.9291
2021-08-22 06:30 | 1.9827 | 1.9827
2021-08-22 07:00 | 1.9291 | 1.9291
2021-08-22 07:30 | 2.0363 | 2.0363
2021-08-22 08:00 | 2.1434 | 2.1434
2021-08-22 08:30 | 2.0899 | 2.0899
2021-08-22 09:00 | 1.9827 | 1.9827
2021-08-22 09:30 | 1.7148 | 1.7148
2021-08-22 10:00 | 1.8755 | 1.8755
2021-08-22 10:30 | 1.8755 | 1.8755
2021-08-22 11:00 | 1.8755 | 1.8755
2021-08-22 11:30 | 1.9827 | 1.9827
2021-08-22 12:00 | 2.0899 | 2.0899
2021-08-22 12:30 | 2.4114 | 2.4114
2021-08-22 13:00 | 2.7865 | 2.7865
2021-08-22 13:30 | 2.6257 | 2.6257
2021-08-22 14:00 | 2.7329 | 2.7329
2021-08-22 14:30 | 3.2152 | 3.2152
2021-08-22 15:00 | 3.0544 | 3.0544
2021-08-22 15:30 | 3.8046 | 3.8046
2021-08-22 16:00 | 3.3223 | 3.3223
2021-08-22 16:30 | 3.6974 | 3.6974
2021-08-22 17:00 | 3.8046 | 3.8046
2021-08-22 17:30 | 4.1797 | 4.1797
2021-08-22 18:00 | 4.0189 | 4.0189
2021-08-22 18:30 | 4.1797 | 4.1797
2021-08-22 19:00 | 4.3405 | 4.3405
2021-08-22 19:30 | 3.9514 | 3.9514
2021-08-22 20:00 | 3.6438 | 3.6438
2021-08-22 20:30 | 3.3122 | 3.3122
2021-08-22 21:00 | 3.108 | 3.108
2021-08-22 21:30 | 3.0544 | 3.0544
2021-08-22 22:00 | 2.9472 | 2.9472
2021-08-22 22:30 | 2.5721 | 2.5721
2021-08-22 23:00 | 2.4114 | 2.4114
2021-08-22 23:30 | 2.3042 | 2.3042
2021-08-23 | 2.197 | 2.197
2021-08-23 00:30 | 2.0899 | 2.0899
2021-08-23 01:00 | 2.0899 | 2.0899
2021-08-23 01:30 | 2.0363 | 2.0363
2021-08-23 02:00 | 1.8219 | 1.8219
2021-08-23 02:30 | 1.8755 | 1.8755
2021-08-23 03:00 | 1.8755 | 1.8755
2021-08-23 03:30 | 1.8219 | 1.8219
2021-08-23 04:00 | 1.8755 | 1.8755
2021-08-23 04:30 | 1.8755 | 1.8755
2021-08-23 05:00 | 2.0899 | 2.0899
2021-08-23 05:30 | 2.197 | 2.197
2021-08-23 06:00 | 2.2506 | 2.2506
2021-08-23 06:30 | 2.5185 | 2.5185
2021-08-23 07:00 | 2.5721 | 2.5721
2021-08-23 07:30 | 2.6257 | 2.6257
2021-08-23 08:00 | 2.7329 | 2.7329
2021-08-23 08:30 | 2.465 | 2.465
2021-08-23 09:00 | 2.465 | 2.465
2021-08-23 09:30 | 2.3042 | 2.3042
2021-08-23 10:00 | 2.0899 | 2.0899
2021-08-23 10:30 | 2.3042 | 2.3042
2021-08-23 11:00 | 2.3042 | 2.3042
2021-08-23 11:30 | 2.4114 | 2.4114
2021-08-23 12:00 | 2.4114 | 2.4114
2021-08-23 12:30 | 2.7865 | 2.7865
2021-08-23 13:00 | 2.7329 | 2.7329
2021-08-23 13:30 | 3.0544 | 3.0544
2021-08-23 14:00 | 3.0544 | 3.0544
2021-08-23 14:30 | 3.2152 | 3.2152
2021-08-23 15:00 | 3.2152 | 3.2152
2021-08-23 15:30 | 3.4313 | 3.4313
2021-08-23 16:00 | 3.6974 | 3.6974
2021-08-23 16:30 | 3.751 | 3.751
2021-08-23 17:00 | 3.9118 | 3.9118
2021-08-23 17:30 | 3.8582 | 3.8582
2021-08-23 18:00 | 3.9118 | 3.9118
2021-08-23 18:30 | 3.9118 | 3.9118
2021-08-23 19:00 | 4.1261 | 4.1261
2021-08-23 19:30 | 3.8517 | 3.8517
2021-08-23 20:00 | 3.5367 | 3.5367
2021-08-23 20:30 | 3.2687 | 3.2687
2021-08-23 21:00 | 3.0544 | 3.0544
2021-08-23 21:30 | 3.0008 | 3.0008
2021-08-23 22:00 | 2.6257 | 2.6257
2021-08-23 22:30 | 2.4114 | 2.4114
2021-08-23 23:00 | 2.3578 | 2.3578
2021-08-23 23:30 | 2.1434 | 2.1434
2021-08-24 | 2.0363 | 2.0363
2021-08-24 00:30 | 1.9827 | 1.9827
2021-08-24 01:00 | 1.8755 | 1.8755
2021-08-24 01:30 | 1.8755 | 1.8755
2021-08-24 02:00 | 1.8219 | 1.8219
2021-08-24 02:30 | 1.7683 | 1.7683
2021-08-24 03:00 | 1.7148 | 1.7148
2021-08-24 03:30 | 1.7683 | 1.7683
2021-08-24 04:00 | 1.7148 | 1.7148
2021-08-24 04:30 | 1.8219 | 1.8219
2021-08-24 05:00 | 2.0363 | 2.0363
2021-08-24 05:30 | 2.0899 | 2.0899
2021-08-24 06:00 | 2.3042 | 2.3042
2021-08-24 06:30 | 2.4114 | 2.4114
2021-08-24 07:00 | 2.6793 | 2.6793
2021-08-24 07:30 | 2.6257 | 2.6257
2021-08-24 08:00 | 2.6257 | 2.6257
2021-08-24 08:30 | 2.3578 | 2.3578
2021-08-24 09:00 | 1.9291 | 1.9291
2021-08-24 09:30 | 1.6612 | 1.6612
2021-08-24 10:00 | 1.3932 | 1.3932
2021-08-24 10:30 | 1.2861 | 1.2861
2021-08-24 11:00 | 1.2325 | 1.2325
2021-08-24 11:30 | 1.2325 | 1.2325
2021-08-24 12:00 | 1.1253 | 1.1253
2021-08-24 12:30 | 1.2325 | 1.2325
2021-08-24 13:00 | 1.2325 | 1.2325
2021-08-24 13:30 | 1.1253 | 1.1253
2021-08-24 14:00 | 1.0717 | 1.0717
2021-08-24 14:30 | 1.2325 | 1.2325
2021-08-24 15:00 | 1.3397 | 1.3397
2021-08-24 15:30 | 1.6612 | 1.6612
2021-08-24 16:00 | 1.554 | 1.554
2021-08-24 16:30 | 1.8755 | 1.8755
2021-08-24 17:00 | 2.0363 | 2.0363
2021-08-24 17:30 | 2.5721 | 2.5721
2021-08-24 18:00 | 2.7865 | 2.7865
2021-08-24 18:30 | 3.0544 | 3.0544
2021-08-24 19:00 | 3.2152 | 3.2152
2021-08-24 19:30 | 3.1378 | 3.1378
2021-08-24 20:00 | 3.0008 | 3.0008
2021-08-24 20:30 | 2.8401 | 2.8401
2021-08-24 21:00 | 2.7329 | 2.7329
2021-08-24 21:30 | 2.7329 | 2.7329
2021-08-24 22:00 | 2.5721 | 2.5721
2021-08-24 22:30 | 2.3042 | 2.3042
2021-08-24 23:00 | 2.0899 | 2.0899
2021-08-24 23:30 | 2.0899 | 2.0899
2021-08-25 | 1.9827 | 1.9827
2021-08-25 00:30 | 1.8755 | 1.8755
2021-08-25 01:00 | 1.8755 | 1.8755
2021-08-25 01:30 | 1.8755 | 1.8755
2021-08-25 02:00 | 1.8219 | 1.8219
2021-08-25 02:30 | 1.8219 | 1.8219
2021-08-25 03:00 | 1.7148 | 1.7148
2021-08-25 03:30 | 1.8219 | 1.8219
2021-08-25 04:00 | 1.8755 | 1.8755
2021-08-25 04:30 | 1.8755 | 1.8755
2021-08-25 05:00 | 2.0363 | 2.0363
2021-08-25 05:30 | 2.2506 | 2.2506
2021-08-25 06:00 | 2.4114 | 2.4114
2021-08-25 06:30 | 2.6257 | 2.6257
2021-08-25 07:00 | 2.7329 | 2.7329
2021-08-25 07:30 | 3.0008 | 3.0008
2021-08-25 08:00 | 2.6793 | 2.6793
2021-08-25 08:30 | 2.3578 | 2.3578
2021-08-25 09:00 | 2.0363 | 2.0363
2021-08-25 09:30 | 1.9291 | 1.9291
2021-08-25 10:00 | 1.6612 | 1.6612
2021-08-25 10:30 | 1.554 | 1.554
2021-08-25 11:00 | 1.3397 | 1.3397
2021-08-25 11:30 | 1.4468 | 1.4468
2021-08-25 12:00 | 1.3397 | 1.3397
2021-08-25 12:30 | 1.4468 | 1.4468
2021-08-25 13:00 | 1.3397 | 1.3397
2021-08-25 13:30 | 1.3397 | 1.3397
2021-08-25 14:00 | 1.2325 | 1.2325
2021-08-25 14:30 | 1.3397 | 1.3397
2021-08-25 15:00 | 1.3932 | 1.3932
2021-08-25 15:30 | 1.7148 | 1.7148
2021-08-25 16:00 | 1.7683 | 1.7683
2021-08-25 16:30 | 2.0899 | 2.0899
2021-08-25 17:00 | 2.197 | 2.197
2021-08-25 17:30 | 2.465 | 2.465
2021-08-25 18:00 | 2.6793 | 2.6793
2021-08-25 18:30 | 2.9718 | 2.9718
2021-08-25 19:00 | 3.5367 | 3.5367
2021-08-25 19:30 | 3.1616 | 3.1616
2021-08-25 20:00 | 3.0008 | 3.0008
2021-08-25 20:30 | 2.8401 | 2.8401
2021-08-25 21:00 | 2.6793 | 2.6793
2021-08-25 21:30 | 2.6257 | 2.6257
2021-08-25 22:00 | 2.5185 | 2.5185
2021-08-25 22:30 | 2.2506 | 2.2506
2021-08-25 23:00 | 2.1434 | 2.1434
2021-08-25 23:30 | 1.9827 | 1.9827
2021-08-26 | 1.9291 | 1.9291
2021-08-26 00:30 | 1.8755 | 1.8755
2021-08-26 01:00 | 1.8755 | 1.8755
2021-08-26 01:30 | 1.7683 | 1.7683
2021-08-26 02:00 | 1.7683 | 1.7683
2021-08-26 02:30 | 1.6612 | 1.6612
2021-08-26 03:00 | 1.8219 | 1.8219
2021-08-26 03:30 | 1.8219 | 1.8219
2021-08-26 04:00 | 1.8219 | 1.8219
2021-08-26 04:30 | 2.0899 | 2.0899
2021-08-26 05:00 | 2.1434 | 2.1434
2021-08-26 05:30 | 2.3042 | 2.3042
2021-08-26 06:00 | 2.6257 | 2.6257
2021-08-26 06:30 | 2.9472 | 2.9472
2021-08-26 07:00 | 3.0008 | 3.0008
2021-08-26 07:30 | 3.1616 | 3.1616
2021-08-26 08:00 | 2.8401 | 2.8401
2021-08-26 08:30 | 2.5721 | 2.5721
2021-08-26 09:00 | 2.0899 | 2.0899
2021-08-26 09:30 | 1.8755 | 1.8755
2021-08-26 10:00 | 1.6135 | 1.6135
2021-08-26 10:30 | 1.5004 | 1.5004
2021-08-26 11:00 | 1.4468 | 1.4468
2021-08-26 11:30 | 1.4468 | 1.4468
2021-08-26 12:00 | 1.5004 | 1.5004
2021-08-26 12:30 | 1.3397 | 1.3397
2021-08-26 13:00 | 1.5004 | 1.5004
2021-08-26 13:30 | 1.3932 | 1.3932
2021-08-26 14:00 | 1.5004 | 1.5004
2021-08-26 14:30 | 1.5004 | 1.5004
2021-08-26 15:00 | 1.6612 | 1.6612
2021-08-26 15:30 | 1.7683 | 1.7683
2021-08-26 16:00 | 2.0899 | 2.0899
2021-08-26 16:30 | 2.2506 | 2.2506
2021-08-26 17:00 | 2.3578 | 2.3578
2021-08-26 17:30 | 2.5185 | 2.5185
2021-08-26 18:00 | 2.7329 | 2.7329
2021-08-26 18:30 | 2.9472 | 2.9472
2021-08-26 19:00 | 3.2152 | 3.2152
2021-08-26 19:30 | 3.108 | 3.108
2021-08-26 20:00 | 2.9472 | 2.9472
2021-08-26 20:30 | 2.8961 | 2.8961
2021-08-26 21:00 | 2.6485 | 2.6485
2021-08-26 21:30 | 2.7865 | 2.7865
2021-08-26 22:00 | 2.5185 | 2.5185
2021-08-26 22:30 | 2.2506 | 2.2506
2021-08-26 23:00 | 2.0899 | 2.0899
2021-08-26 23:30 | 1.9827 | 1.9827
2021-08-27 | 1.9827 | 1.9827
2021-08-27 00:30 | 1.8755 | 1.8755
2021-08-27 01:00 | 1.8755 | 1.8755
2021-08-27 01:30 | 1.8219 | 1.8219
2021-08-27 02:00 | 1.7683 | 1.7683
2021-08-27 02:30 | 1.8219 | 1.8219
2021-08-27 03:00 | 1.8219 | 1.8219
2021-08-27 03:30 | 1.8219 | 1.8219
2021-08-27 04:00 | 1.7683 | 1.7683
2021-08-27 04:30 | 1.8755 | 1.8755
2021-08-27 05:00 | 2.0899 | 2.0899
2021-08-27 05:30 | 2.197 | 2.197
2021-08-27 06:00 | 2.5185 | 2.5185
2021-08-27 06:30 | 2.7329 | 2.7329
2021-08-27 07:00 | 3.0544 | 3.0544
2021-08-27 07:30 | 3.0544 | 3.0544
2021-08-27 08:00 | 2.8401 | 2.8401
2021-08-27 08:30 | 2.4114 | 2.4114
2021-08-27 09:00 | 2.197 | 2.197
2021-08-27 09:30 | 1.7683 | 1.7683
2021-08-27 10:00 | 1.6612 | 1.6612
2021-08-27 10:30 | 1.554 | 1.554
2021-08-27 11:00 | 1.554 | 1.554
2021-08-27 11:30 | 1.5004 | 1.5004
2021-08-27 12:00 | 1.6076 | 1.6076
2021-08-27 12:30 | 1.554 | 1.554
2021-08-27 13:00 | 1.6076 | 1.6076
2021-08-27 13:30 | 1.6612 | 1.6612
2021-08-27 14:00 | 1.6612 | 1.6612
2021-08-27 14:30 | 1.7683 | 1.7683
2021-08-27 15:00 | 1.9827 | 1.9827
2021-08-27 15:30 | 2.1434 | 2.1434
2021-08-27 16:00 | 2.2506 | 2.2506
2021-08-27 16:30 | 2.5721 | 2.5721
2021-08-27 17:00 | 2.6793 | 2.6793
2021-08-27 17:30 | 2.8936 | 2.8936
2021-08-27 18:00 | 3.0544 | 3.0544
2021-08-27 18:30 | 2.9472 | 2.9472
2021-08-27 19:00 | 2.9472 | 2.9472
2021-08-27 19:30 | 2.9472 | 2.9472
2021-08-27 20:00 | 2.7329 | 2.7329
2021-08-27 20:30 | 2.6257 | 2.6257
2021-08-27 21:00 | 2.4114 | 2.4114
2021-08-27 21:30 | 2.6257 | 2.6257
2021-08-27 22:00 | 2.4114 | 2.4114
2021-08-27 22:30 | 2.3042 | 2.3042
2021-08-27 23:00 | 2.0899 | 2.0899
2021-08-27 23:30 | 2.0899 | 2.0899
2021-08-28 | 1.9827 | 1.9827
2021-08-28 00:30 | 1.9827 | 1.9827
2021-08-28 01:00 | 1.8755 | 1.8755
2021-08-28 01:30 | 1.8219 | 1.8219
2021-08-28 02:00 | 1.7683 | 1.7683
2021-08-28 02:30 | 1.7148 | 1.7148
2021-08-28 03:00 | 1.8219 | 1.8219
2021-08-28 03:30 | 1.7148 | 1.7148
2021-08-28 04:00 | 1.7148 | 1.7148
2021-08-28 04:30 | 1.8755 | 1.8755
2021-08-28 05:00 | 1.8219 | 1.8219
2021-08-28 05:30 | 2.0363 | 2.0363
2021-08-28 06:00 | 2.1434 | 2.1434
2021-08-28 06:30 | 2.3042 | 2.3042
2021-08-28 07:00 | 2.3042 | 2.3042
2021-08-28 07:30 | 2.3578 | 2.3578
2021-08-28 08:00 | 2.3042 | 2.3042
2021-08-28 08:30 | 2.0899 | 2.0899
2021-08-28 09:00 | 1.8755 | 1.8755
2021-08-28 09:30 | 1.6851 | 1.6851
2021-08-28 10:00 | 1.5004 | 1.5004
2021-08-28 10:30 | 1.4468 | 1.4468
2021-08-28 11:00 | 1.554 | 1.554
2021-08-28 11:30 | 1.3397 | 1.3397
2021-08-28 12:00 | 1.4468 | 1.4468
2021-08-28 12:30 | 1.5004 | 1.5004
2021-08-28 13:00 | 1.4468 | 1.4468
2021-08-28 13:30 | 1.5004 | 1.5004
2021-08-28 14:00 | 1.554 | 1.554
2021-08-28 14:30 | 1.7683 | 1.7683
2021-08-28 15:00 | 1.9291 | 1.9291
2021-08-28 15:30 | 2.0363 | 2.0363
2021-08-28 16:00 | 2.2506 | 2.2506
2021-08-28 16:30 | 2.465 | 2.465
2021-08-28 17:00 | 2.6257 | 2.6257
2021-08-28 17:30 | 2.9472 | 2.9472
2021-08-28 18:00 | 3.0544 | 3.0544
2021-08-28 18:30 | 3.2152 | 3.2152
2021-08-28 19:00 | 3.2687 | 3.2687
2021-08-28 19:30 | 3.1616 | 3.1616
2021-08-28 20:00 | 2.7865 | 2.7865
2021-08-28 20:30 | 2.7865 | 2.7865
2021-08-28 21:00 | 2.5721 | 2.5721
2021-08-28 21:30 | 2.6257 | 2.6257
2021-08-28 22:00 | 2.3578 | 2.3578
2021-08-28 22:30 | 2.2506 | 2.2506
2021-08-28 23:00 | 2.0899 | 2.0899
2021-08-28 23:30 | 2.0899 | 2.0899
2021-08-29 | 1.8755 | 1.8755
2021-08-29 00:30 | 1.8755 | 1.8755
2021-08-29 01:00 | 1.8755 | 1.8755
2021-08-29 01:30 | 1.8219 | 1.8219
2021-08-29 02:00 | 1.8219 | 1.8219
2021-08-29 02:30 | 1.7148 | 1.7148
2021-08-29 03:00 | 1.6612 | 1.6612
2021-08-29 03:30 | 1.7148 | 1.7148
2021-08-29 04:00 | 1.7148 | 1.7148
2021-08-29 04:30 | 1.7683 | 1.7683
2021-08-29 05:00 | 1.9291 | 1.9291
2021-08-29 05:30 | 1.9291 | 1.9291
2021-08-29 06:00 | 1.8755 | 1.8755
2021-08-29 06:30 | 1.9827 | 1.9827
2021-08-29 07:00 | 1.9827 | 1.9827
2021-08-29 07:30 | 1.9827 | 1.9827
2021-08-29 08:00 | 2.0363 | 2.0363
2021-08-29 08:30 | 1.9827 | 1.9827
2021-08-29 09:00 | 1.8219 | 1.8219
2021-08-29 09:30 | 1.7683 | 1.7683
2021-08-29 10:00 | 1.554 | 1.554
2021-08-29 10:30 | 1.6076 | 1.6076
2021-08-29 11:00 | 1.7148 | 1.7148
2021-08-29 11:30 | 1.7148 | 1.7148
2021-08-29 12:00 | 1.7683 | 1.7683
2021-08-29 12:30 | 1.9827 | 1.9827
2021-08-29 13:00 | 1.8755 | 1.8755
2021-08-29 13:30 | 2.0899 | 2.0899
2021-08-29 14:00 | 2.0899 | 2.0899
2021-08-29 14:30 | 2.197 | 2.197
2021-08-29 15:00 | 2.465 | 2.465
2021-08-29 15:30 | 2.6257 | 2.6257
2021-08-29 16:00 | 2.7865 | 2.7865
2021-08-29 16:30 | 3.0544 | 3.0544
2021-08-29 17:00 | 3.1616 | 3.1616
2021-08-29 17:30 | 3.2687 | 3.2687
2021-08-29 18:00 | 3.5903 | 3.5903
2021-08-29 18:30 | 3.6974 | 3.6974
2021-08-29 19:00 | 3.8046 | 3.8046
2021-08-29 19:30 | 3.5903 | 3.5903
2021-08-29 20:00 | 3.3223 | 3.3223
2021-08-29 20:30 | 3.1616 | 3.1616
2021-08-29 21:00 | 2.8936 | 2.8936
2021-08-29 21:30 | 2.8936 | 2.8936
2021-08-29 22:00 | 2.6257 | 2.6257
2021-08-29 22:30 | 2.4114 | 2.4114
2021-08-29 23:00 | 2.1434 | 2.1434
2021-08-29 23:30 | 2.1434 | 2.1434
2021-08-30 | 2.0363 | 2.0363
2021-08-30 00:30 | 1.9291 | 1.9291
2021-08-30 01:00 | 1.9291 | 1.9291
2021-08-30 01:30 | 1.8219 | 1.8219
2021-08-30 02:00 | 1.8219 | 1.8219
2021-08-30 02:30 | 1.7148 | 1.7148
2021-08-30 03:00 | 1.7683 | 1.7683
2021-08-30 03:30 | 1.7683 | 1.7683
2021-08-30 04:00 | 1.6612 | 1.6612
2021-08-30 04:30 | 1.7683 | 1.7683
2021-08-30 05:00 | 1.8755 | 1.8755
2021-08-30 05:30 | 2.197 | 2.197
2021-08-30 06:00 | 2.2506 | 2.2506
2021-08-30 06:30 | 2.465 | 2.465
2021-08-30 07:00 | 2.5185 | 2.5185
2021-08-30 07:30 | 2.7329 | 2.7329
2021-08-30 08:00 | 2.5185 | 2.5185
2021-08-30 08:30 | 2.465 | 2.465
2021-08-30 09:00 | 2.0899 | 2.0899
2021-08-30 09:30 | 1.9291 | 1.9291
2021-08-30 10:00 | 1.9827 | 1.9827
2021-08-30 10:30 | 1.8219 | 1.8219
2021-08-30 11:00 | 1.8755 | 1.8755
2021-08-30 11:30 | 1.9827 | 1.9827
2021-08-30 12:00 | 1.9291 | 1.9291
2021-08-30 12:30 | 2.3042 | 2.3042
2021-08-30 13:00 | 2.5185 | 2.5185
2021-08-30 13:30 | 2.3042 | 2.3042
2021-08-30 14:00 | 2.7329 | 2.7329
2021-08-30 14:30 | 2.7865 | 2.7865
2021-08-30 15:00 | 2.9472 | 2.9472
2021-08-30 15:30 | 3.3223 | 3.3223
2021-08-30 16:00 | 3.4831 | 3.4831
2021-08-30 16:30 | 3.5903 | 3.5903
2021-08-30 17:00 | 3.8046 | 3.8046
2021-08-30 17:30 | 4.0189 | 4.0189
2021-08-30 18:00 | 3.9654 | 3.9654
2021-08-30 18:30 | 3.9118 | 3.9118
2021-08-30 19:00 | 4.0725 | 4.0725
2021-08-30 19:30 | 3.8046 | 3.8046
2021-08-30 20:00 | 3.4831 | 3.4831
2021-08-30 20:30 | 3.2687 | 3.2687
2021-08-30 21:00 | 2.9472 | 2.9472
2021-08-30 21:30 | 2.9472 | 2.9472
2021-08-30 22:00 | 2.6257 | 2.6257
2021-08-30 22:30 | 2.465 | 2.465
2021-08-30 23:00 | 2.197 | 2.197
2021-08-30 23:30 | 2.197 | 2.197
2021-08-31 | 2.0363 | 2.0363
2021-08-31 00:30 | 1.9291 | 1.9291
2021-08-31 01:00 | 1.8755 | 1.8755
2021-08-31 01:30 | 1.8219 | 1.8219
2021-08-31 02:00 | 1.8755 | 1.8755
2021-08-31 02:30 | 1.7683 | 1.7683
2021-08-31 03:00 | 1.8219 | 1.8219
2021-08-31 03:30 | 1.7148 | 1.7148
2021-08-31 04:00 | 1.7683 | 1.7683
2021-08-31 04:30 | 1.7683 | 1.7683
2021-08-31 05:00 | 1.9827 | 1.9827
2021-08-31 05:30 | 2.0899 | 2.0899
2021-08-31 06:00 | 2.2506 | 2.2506
2021-08-31 06:30 | 2.4114 | 2.4114
2021-08-31 07:00 | 2.6257 | 2.6257
2021-08-31 07:30 | 2.6793 | 2.6793
2021-08-31 08:00 | 2.6257 | 2.6257
2021-08-31 08:30 | 2.3042 | 2.3042
2021-08-31 09:00 | 2.1434 | 2.1434
2021-08-31 09:30 | 1.9291 | 1.9291
2021-08-31 10:00 | 1.7683 | 1.7683
2021-08-31 10:30 | 2.0899 | 2.0899
2021-08-31 11:00 | 2.1434 | 2.1434
2021-08-31 11:30 | 2.4114 | 2.4114
2021-08-31 12:00 | 2.3578 | 2.3578
2021-08-31 12:30 | 2.5378 | 2.5378
2021-08-31 13:00 | 2.5185 | 2.5185
2021-08-31 13:30 | 2.6257 | 2.6257
2021-08-31 14:00 | 2.8401 | 2.8401
2021-08-31 14:30 | 2.8401 | 2.8401
2021-08-31 15:00 | 3.0544 | 3.0544
2021-08-31 15:30 | 3.3759 | 3.3759
2021-08-31 16:00 | 3.5903 | 3.5903
2021-08-31 16:30 | 3.6974 | 3.6974
2021-08-31 17:00 | 4.0189 | 4.0189
2021-08-31 17:30 | 4.0189 | 4.0189
2021-08-31 18:00 | 4.1797 | 4.1797
2021-08-31 18:30 | 4.2333 | 4.2333
2021-08-31 19:00 | 4.4476 | 4.4476
2021-08-31 19:30 | 3.9654 | 3.9654
2021-08-31 20:00 | 3.8046 | 3.8046
2021-08-31 20:30 | 3.5903 | 3.5903
2021-08-31 21:00 | 3.2687 | 3.2687
2021-08-31 21:30 | 3.2687 | 3.2687
2021-08-31 22:00 | 3.0422 | 3.0422
2021-08-31 22:30 | 2.8401 | 2.8401
2021-08-31 23:00 | 2.5721 | 2.5721
2021-08-31 23:30 | 2.5185 | 2.5185
2021-09-01 | 2.3578 | 2.3578
2021-09-01 00:30 | 2.3578 | 2.3578
2021-09-01 01:00 | 2.3042 | 2.3042
2021-09-01 01:30 | 2.2506 | 2.2506
2021-09-01 02:00 | 2.2506 | 2.2506
2021-09-01 02:30 | 2.1434 | 2.1434
2021-09-01 03:00 | 2.1434 | 2.1434
2021-09-01 03:30 | 2.1434 | 2.1434
2021-09-01 04:00 | 2.1434 | 2.1434
2021-09-01 04:30 | 2.0899 | 2.0899
2021-09-01 05:00 | 2.3042 | 2.3042
2021-09-01 05:30 | 2.3042 | 2.3042
2021-09-01 06:00 | 2.4114 | 2.4114
2021-09-01 06:30 | 2.6257 | 2.6257
2021-09-01 07:00 | 2.7329 | 2.7329
2021-09-01 07:30 | 2.7329 | 2.7329
2021-09-01 08:00 | 2.7865 | 2.7865
2021-09-01 08:30 | 2.4114 | 2.4114
2021-09-01 09:00 | 2.3578 | 2.3578
2021-09-01 09:30 | 2.1434 | 2.1434
2021-09-01 10:00 | 2.197 | 2.197
2021-09-01 10:30 | 2.3042 | 2.3042
2021-09-01 11:00 | 2.2506 | 2.2506
2021-09-01 11:30 | 2.4114 | 2.4114
2021-09-01 12:00 | 2.4114 | 2.4114
2021-09-01 12:30 | 2.7329 | 2.7329
2021-09-01 13:00 | 2.7329 | 2.7329
2021-09-01 13:30 | 2.8936 | 2.8936
2021-09-01 14:00 | 3.108 | 3.108
2021-09-01 14:30 | 3.3759 | 3.3759
2021-09-01 15:00 | 3.3759 | 3.3759
2021-09-01 15:30 | 3.5367 | 3.5367
2021-09-01 16:00 | 3.6974 | 3.6974
2021-09-01 16:30 | 3.751 | 3.751
2021-09-01 17:00 | 4.0725 | 4.0725
2021-09-01 17:30 | 4.1797 | 4.1797
2021-09-01 18:00 | 4.3405 | 4.3405
2021-09-01 18:30 | 4.3405 | 4.3405
2021-09-01 19:00 | 4.662 | 4.662
2021-09-01 19:30 | 4.4476 | 4.4476
2021-09-01 20:00 | 4.2333 | 4.2333
2021-09-01 20:30 | 4.0189 | 4.0189
2021-09-01 21:00 | 3.6974 | 3.6974
2021-09-01 21:30 | 3.5903 | 3.5903
2021-09-01 22:00 | 3.3223 | 3.3223
2021-09-01 22:30 | 3.0008 | 3.0008
2021-09-01 23:00 | 2.8401 | 2.8401
2021-09-01 23:30 | 2.7329 | 2.7329
2021-09-02 | 2.6793 | 2.6793
2021-09-02 00:30 | 2.6257 | 2.6257
2021-09-02 01:00 | 2.6257 | 2.6257
2021-09-02 01:30 | 2.4114 | 2.4114
2021-09-02 02:00 | 2.4114 | 2.4114
2021-09-02 02:30 | 2.3042 | 2.3042
2021-09-02 03:00 | 2.3042 | 2.3042
2021-09-02 03:30 | 2.3042 | 2.3042
2021-09-02 04:00 | 2.197 | 2.197
2021-09-02 04:30 | 2.3042 | 2.3042
2021-09-02 05:00 | 2.3042 | 2.3042
2021-09-02 05:30 | 2.4114 | 2.4114
2021-09-02 06:00 | 2.5185 | 2.5185
2021-09-02 06:30 | 2.6257 | 2.6257
2021-09-02 07:00 | 2.7329 | 2.7329
2021-09-02 07:30 | 2.8936 | 2.8936
2021-09-02 08:00 | 2.8936 | 2.8936
2021-09-02 08:30 | 2.7329 | 2.7329
2021-09-02 09:00 | 2.8401 | 2.8401
2021-09-02 09:30 | 2.7329 | 2.7329
2021-09-02 10:00 | 2.6793 | 2.6793
2021-09-02 10:30 | 2.465 | 2.465
2021-09-02 11:00 | 2.465 | 2.465
2021-09-02 11:30 | 2.3042 | 2.3042
2021-09-02 12:00 | 2.197 | 2.197
2021-09-02 12:30 | 2.4114 | 2.4114
2021-09-02 13:00 | 2.2506 | 2.2506
2021-09-02 13:30 | 1.8755 | 1.8755
2021-09-02 14:00 | 1.7148 | 1.7148
2021-09-02 14:30 | 1.7683 | 1.7683
2021-09-02 15:00 | 1.8219 | 1.8219
2021-09-02 15:30 | 2.0899 | 2.0899
2021-09-02 16:00 | 2.0363 | 2.0363
2021-09-02 16:30 | 2.3042 | 2.3042
2021-09-02 17:00 | 2.4114 | 2.4114
2021-09-02 17:30 | 2.6257 | 2.6257
2021-09-02 18:00 | 2.7329 | 2.7329
2021-09-02 18:30 | 2.8936 | 2.8936
2021-09-02 19:00 | 3.1616 | 3.1616
2021-09-02 19:30 | 2.9472 | 2.9472
2021-09-02 20:00 | 2.8936 | 2.8936
2021-09-02 20:30 | 2.7329 | 2.7329
2021-09-02 21:00 | 2.5721 | 2.5721
2021-09-02 21:30 | 2.5185 | 2.5185
2021-09-02 22:00 | 2.4114 | 2.4114
2021-09-02 22:30 | 2.197 | 2.197
2021-09-02 23:00 | 2.0899 | 2.0899
2021-09-02 23:30 | 1.9827 | 1.9827
2021-09-03 | 1.9827 | 1.9827
2021-09-03 00:30 | 1.9827 | 1.9827
2021-09-03 01:00 | 1.7683 | 1.7683
2021-09-03 01:30 | 1.7683 | 1.7683
2021-09-03 02:00 | 1.7148 | 1.7148
2021-09-03 02:30 | 1.7148 | 1.7148
2021-09-03 03:00 | 1.6612 | 1.6612
2021-09-03 03:30 | 1.6612 | 1.6612
2021-09-03 04:00 | 1.7148 | 1.7148
2021-09-03 04:30 | 1.8755 | 1.8755
2021-09-03 05:00 | 1.8219 | 1.8219
2021-09-03 05:30 | 1.9827 | 1.9827
2021-09-03 06:00 | 2.0899 | 2.0899
2021-09-03 06:30 | 2.2506 | 2.2506
2021-09-03 07:00 | 2.4114 | 2.4114
2021-09-03 07:30 | 2.3042 | 2.3042
2021-09-03 08:00 | 2.2506 | 2.2506
2021-09-03 08:30 | 2.0899 | 2.0899
2021-09-03 09:00 | 1.9827 | 1.9827
2021-09-03 09:30 | 1.8219 | 1.8219
2021-09-03 10:00 | 1.6612 | 1.6612
2021-09-03 10:30 | 1.6612 | 1.6612
2021-09-03 11:00 | 1.6612 | 1.6612
2021-09-03 11:30 | 1.8219 | 1.8219
2021-09-03 12:00 | 1.7683 | 1.7683
2021-09-03 12:30 | 1.8755 | 1.8755
2021-09-03 13:00 | 1.8755 | 1.8755
2021-09-03 13:30 | 1.8755 | 1.8755
2021-09-03 14:00 | 2.0899 | 2.0899
2021-09-03 14:30 | 2.2506 | 2.2506
2021-09-03 15:00 | 2.4114 | 2.4114
2021-09-03 15:30 | 2.5721 | 2.5721
2021-09-03 16:00 | 2.6793 | 2.6793
2021-09-03 16:30 | 2.8936 | 2.8936
2021-09-03 17:00 | 3.108 | 3.108
2021-09-03 17:30 | 3.2152 | 3.2152
2021-09-03 18:00 | 3.3759 | 3.3759
2021-09-03 18:30 | 3.3759 | 3.3759
2021-09-03 19:00 | 3.5367 | 3.5367
2021-09-03 19:30 | 3.3759 | 3.3759
2021-09-03 20:00 | 3.2152 | 3.2152
2021-09-03 20:30 | 2.9472 | 2.9472
2021-09-03 21:00 | 2.7865 | 2.7865
2021-09-03 21:30 | 2.7329 | 2.7329
2021-09-03 22:00 | 2.7329 | 2.7329
2021-09-03 22:30 | 2.4114 | 2.4114
2021-09-03 23:00 | 2.3042 | 2.3042
2021-09-03 23:30 | 2.197 | 2.197
2021-09-04 | 2.0899 | 2.0899
2021-09-04 00:30 | 2.0363 | 2.0363
2021-09-04 01:00 | 1.9827 | 1.9827
2021-09-04 01:30 | 1.9291 | 1.9291
2021-09-04 02:00 | 1.8465 | 1.8465
2021-09-04 02:30 | 1.7683 | 1.7683
2021-09-04 03:00 | 1.7683 | 1.7683
2021-09-04 03:30 | 1.7683 | 1.7683
2021-09-04 04:00 | 1.8755 | 1.8755
2021-09-04 04:30 | 1.8219 | 1.8219
2021-09-04 05:00 | 1.8755 | 1.8755
2021-09-04 05:30 | 1.9827 | 1.9827
2021-09-04 06:00 | 1.9291 | 1.9291
2021-09-04 06:30 | 2.1434 | 2.1434
2021-09-04 07:00 | 2.0899 | 2.0899
2021-09-04 07:30 | 2.0899 | 2.0899
2021-09-04 08:00 | 2.0363 | 2.0363
2021-09-04 08:30 | 1.7683 | 1.7683
2021-09-04 09:00 | 1.6076 | 1.6076
2021-09-04 09:30 | 1.554 | 1.554
2021-09-04 10:00 | 1.6076 | 1.6076
2021-09-04 10:30 | 1.5004 | 1.5004
2021-09-04 11:00 | 1.6612 | 1.6612
2021-09-04 11:30 | 1.554 | 1.554
2021-09-04 12:00 | 1.6612 | 1.6612
2021-09-04 12:30 | 1.6612 | 1.6612
2021-09-04 13:00 | 1.7683 | 1.7683
2021-09-04 13:30 | 1.8219 | 1.8219
2021-09-04 14:00 | 1.9827 | 1.9827
2021-09-04 14:30 | 2.0899 | 2.0899
2021-09-04 15:00 | 2.3042 | 2.3042
2021-09-04 15:30 | 2.5185 | 2.5185
2021-09-04 16:00 | 2.8401 | 2.8401
2021-09-04 16:30 | 3.108 | 3.108
2021-09-04 17:00 | 3.2687 | 3.2687
2021-09-04 17:30 | 3.4295 | 3.4295
2021-09-04 18:00 | 3.6438 | 3.6438
2021-09-04 18:30 | 3.8046 | 3.8046
2021-09-04 19:00 | 3.8046 | 3.8046
2021-09-04 19:30 | 3.4831 | 3.4831
2021-09-04 20:00 | 3.2687 | 3.2687
2021-09-04 20:30 | 3.0008 | 3.0008
2021-09-04 21:00 | 2.8936 | 2.8936
2021-09-04 21:30 | 2.7865 | 2.7865
2021-09-04 22:00 | 2.6257 | 2.6257
2021-09-04 22:30 | 2.3578 | 2.3578
2021-09-04 23:00 | 2.3042 | 2.3042
2021-09-04 23:30 | 2.1434 | 2.1434
2021-09-05 | 2.0426 | 2.0426
2021-09-05 00:30 | 2.0899 | 2.0899
2021-09-05 01:00 | 1.9291 | 1.9291
2021-09-05 01:30 | 1.8755 | 1.8755
2021-09-05 02:00 | 1.7683 | 1.7683
2021-09-05 02:30 | 1.8219 | 1.8219
2021-09-05 03:00 | 1.7148 | 1.7148
2021-09-05 03:30 | 1.7683 | 1.7683
2021-09-05 04:00 | 1.7148 | 1.7148
2021-09-05 04:30 | 1.8219 | 1.8219
2021-09-05 05:00 | 1.9291 | 1.9291
2021-09-05 05:30 | 2.0363 | 2.0363
2021-09-05 06:00 | 2.0363 | 2.0363
2021-09-05 06:30 | 1.9827 | 1.9827
2021-09-05 07:00 | 1.9827 | 1.9827
2021-09-05 07:30 | 2.0899 | 2.0899
2021-09-05 08:00 | 1.9827 | 1.9827
2021-09-05 08:30 | 1.8755 | 1.8755
2021-09-05 09:00 | 1.6612 | 1.6612
2021-09-05 09:30 | 1.6076 | 1.6076
2021-09-05 10:00 | 1.3932 | 1.3932
2021-09-05 10:30 | 1.3932 | 1.3932
2021-09-05 11:00 | 1.1789 | 1.1789
2021-09-05 11:30 | 1.2861 | 1.2861
2021-09-05 12:00 | 1.3397 | 1.3397
2021-09-05 12:30 | 1.3932 | 1.3932
2021-09-05 13:00 | 1.2861 | 1.2861
2021-09-05 13:30 | 1.3932 | 1.3932
2021-09-05 14:00 | 1.554 | 1.554
2021-09-05 14:30 | 1.7683 | 1.7683
2021-09-05 15:00 | 1.7148 | 1.7148
2021-09-05 15:30 | 1.9827 | 1.9827
2021-09-05 16:00 | 1.8219 | 1.8219
2021-09-05 16:30 | 2.1434 | 2.1434
2021-09-05 17:00 | 2.3042 | 2.3042
2021-09-05 17:30 | 2.5721 | 2.5721
2021-09-05 18:00 | 2.8401 | 2.8401
2021-09-05 18:30 | 2.8401 | 2.8401
2021-09-05 19:00 | 3.1616 | 3.1616
2021-09-05 19:30 | 2.9472 | 2.9472
2021-09-05 20:00 | 2.7865 | 2.7865
2021-09-05 20:30 | 2.7329 | 2.7329
2021-09-05 21:00 | 2.5721 | 2.5721
2021-09-05 21:30 | 2.6257 | 2.6257
2021-09-05 22:00 | 2.3578 | 2.3578
2021-09-05 22:30 | 2.197 | 2.197
2021-09-05 23:00 | 2.0363 | 2.0363
2021-09-05 23:30 | 1.9827 | 1.9827
2021-09-06 | 1.8755 | 1.8755
2021-09-06 00:30 | 1.8219 | 1.8219
2021-09-06 01:00 | 1.8755 | 1.8755
2021-09-06 01:30 | 1.7683 | 1.7683
2021-09-06 02:00 | 1.7148 | 1.7148
2021-09-06 02:30 | 1.7148 | 1.7148
2021-09-06 03:00 | 1.7148 | 1.7148
2021-09-06 03:30 | 1.6612 | 1.6612
2021-09-06 04:00 | 1.6612 | 1.6612
2021-09-06 04:30 | 1.9291 | 1.9291
2021-09-06 05:00 | 1.9291 | 1.9291
2021-09-06 05:30 | 2.0363 | 2.0363
2021-09-06 06:00 | 2.197 | 2.197
2021-09-06 06:30 | 2.3042 | 2.3042
2021-09-06 07:00 | 2.5185 | 2.5185
2021-09-06 07:30 | 2.5185 | 2.5185
2021-09-06 08:00 | 2.3578 | 2.3578
2021-09-06 08:30 | 2.3042 | 2.3042
2021-09-06 09:00 | 2.197 | 2.197
2021-09-06 09:30 | 1.8219 | 1.8219
2021-09-06 10:00 | 1.8755 | 1.8755
2021-09-06 10:30 | 2.0363 | 2.0363
2021-09-06 11:00 | 1.7148 | 1.7148
2021-09-06 11:30 | 1.4468 | 1.4468
2021-09-06 12:00 | 1.554 | 1.554
2021-09-06 12:30 | 1.554 | 1.554
2021-09-06 13:00 | 1.2861 | 1.2861
2021-09-06 13:30 | 1.4468 | 1.4468
2021-09-06 14:00 | 1.6612 | 1.6612
2021-09-06 14:30 | 1.7683 | 1.7683
2021-09-06 15:00 | 1.5004 | 1.5004
2021-09-06 15:30 | 1.6612 | 1.6612
2021-09-06 16:00 | 1.7683 | 1.7683
2021-09-06 16:30 | 2.197 | 2.197
2021-09-06 17:00 | 2.2506 | 2.2506
2021-09-06 17:30 | 2.5185 | 2.5185
2021-09-06 18:00 | 2.6257 | 2.6257
2021-09-06 18:30 | 2.9472 | 2.9472
2021-09-06 19:00 | 3.2687 | 3.2687
2021-09-06 19:30 | 3.1616 | 3.1616
2021-09-06 20:00 | 2.9472 | 2.9472
2021-09-06 20:30 | 2.7329 | 2.7329
2021-09-06 21:00 | 2.6257 | 2.6257
2021-09-06 21:30 | 2.6793 | 2.6793
2021-09-06 22:00 | 2.4114 | 2.4114
2021-09-06 22:30 | 2.3042 | 2.3042
2021-09-06 23:00 | 2.0899 | 2.0899
2021-09-06 23:30 | 1.9827 | 1.9827
2021-09-07 | 1.9827 | 1.9827
2021-09-07 00:30 | 1.8755 | 1.8755
2021-09-07 01:00 | 1.7683 | 1.7683
2021-09-07 01:30 | 1.7148 | 1.7148
2021-09-07 02:00 | 1.7683 | 1.7683
2021-09-07 02:30 | 1.7683 | 1.7683
2021-09-07 03:00 | 1.7148 | 1.7148
2021-09-07 03:30 | 1.7683 | 1.7683
2021-09-07 04:00 | 1.7683 | 1.7683
2021-09-07 04:30 | 1.7683 | 1.7683
2021-09-07 05:00 | 1.9827 | 1.9827
2021-09-07 05:30 | 2.0899 | 2.0899
2021-09-07 06:00 | 2.197 | 2.197
2021-09-07 06:30 | 2.4114 | 2.4114
2021-09-07 07:00 | 2.5185 | 2.5185
2021-09-07 07:30 | 2.4114 | 2.4114
2021-09-07 08:00 | 2.4114 | 2.4114
2021-09-07 08:30 | 1.9827 | 1.9827
2021-09-07 09:00 | 1.8219 | 1.8219
2021-09-07 09:30 | 1.6612 | 1.6612
2021-09-07 10:00 | 1.4468 | 1.4468
2021-09-07 10:30 | 1.3397 | 1.3397
2021-09-07 11:00 | 1.3932 | 1.3932
2021-09-07 11:30 | 1.4468 | 1.4468
2021-09-07 12:00 | 1.3397 | 1.3397
2021-09-07 12:30 | 1.3397 | 1.3397
2021-09-07 13:00 | 1.2861 | 1.2861
2021-09-07 13:30 | 1.5004 | 1.5004
2021-09-07 14:00 | 1.3932 | 1.3932
2021-09-07 14:30 | 1.5004 | 1.5004
2021-09-07 15:00 | 1.554 | 1.554
2021-09-07 15:30 | 1.7683 | 1.7683
2021-09-07 16:00 | 1.9827 | 1.9827
2021-09-07 16:30 | 2.197 | 2.197
2021-09-07 17:00 | 2.4114 | 2.4114
2021-09-07 17:30 | 2.5721 | 2.5721
2021-09-07 18:00 | 2.7329 | 2.7329
2021-09-07 18:30 | 2.9472 | 2.9472
2021-09-07 19:00 | 3.108 | 3.108
2021-09-07 19:30 | 3.108 | 3.108
2021-09-07 20:00 | 3.0544 | 3.0544
2021-09-07 20:30 | 2.8401 | 2.8401
2021-09-07 21:00 | 2.5721 | 2.5721
2021-09-07 21:30 | 2.5721 | 2.5721
2021-09-07 22:00 | 2.4313 | 2.4313
2021-09-07 22:30 | 2.3042 | 2.3042
2021-09-07 23:00 | 2.0363 | 2.0363
2021-09-07 23:30 | 1.9827 | 1.9827
2021-09-08 | 1.8755 | 1.8755
2021-09-08 00:30 | 1.8755 | 1.8755
2021-09-08 01:00 | 1.8219 | 1.8219
2021-09-08 01:30 | 1.7683 | 1.7683
2021-09-08 02:00 | 1.7683 | 1.7683
2021-09-08 02:30 | 1.7148 | 1.7148
2021-09-08 03:00 | 1.7683 | 1.7683
2021-09-08 03:30 | 1.7148 | 1.7148
2021-09-08 04:00 | 1.7148 | 1.7148
2021-09-08 04:30 | 1.7683 | 1.7683
2021-09-08 05:00 | 1.9291 | 1.9291
2021-09-08 05:30 | 2.0899 | 2.0899
2021-09-08 06:00 | 2.197 | 2.197
2021-09-08 06:30 | 2.4114 | 2.4114
2021-09-08 07:00 | 2.5185 | 2.5185
2021-09-08 07:30 | 2.5185 | 2.5185
2021-09-08 08:00 | 2.3578 | 2.3578
2021-09-08 08:30 | 2.197 | 2.197
2021-09-08 09:00 | 1.8755 | 1.8755
2021-09-08 09:30 | 1.7683 | 1.7683
2021-09-08 10:00 | 1.554 | 1.554
2021-09-08 10:30 | 1.5004 | 1.5004
2021-09-08 11:00 | 1.3932 | 1.3932
2021-09-08 11:30 | 1.5004 | 1.5004
2021-09-08 12:00 | 1.554 | 1.554
2021-09-08 12:30 | 1.554 | 1.554
2021-09-08 13:00 | 1.554 | 1.554
2021-09-08 13:30 | 1.554 | 1.554
2021-09-08 14:00 | 1.7683 | 1.7683
2021-09-08 14:30 | 1.6076 | 1.6076
2021-09-08 15:00 | 1.8755 | 1.8755
2021-09-08 15:30 | 1.9827 | 1.9827
2021-09-08 16:00 | 2.3042 | 2.3042
2021-09-08 16:30 | 2.465 | 2.465
2021-09-08 17:00 | 2.5721 | 2.5721
2021-09-08 17:30 | 2.8401 | 2.8401
2021-09-08 18:00 | 3.0008 | 3.0008
2021-09-08 18:30 | 3.1616 | 3.1616
2021-09-08 19:00 | 3.2687 | 3.2687
2021-09-08 19:30 | 3.2152 | 3.2152
2021-09-08 20:00 | 3.0544 | 3.0544
2021-09-08 20:30 | 3.0544 | 3.0544
2021-09-08 21:00 | 2.7329 | 2.7329
2021-09-08 21:30 | 2.8936 | 2.8936
2021-09-08 22:00 | 2.5185 | 2.5185
2021-09-08 22:30 | 2.4114 | 2.4114
2021-09-08 23:00 | 2.1434 | 2.1434
2021-09-08 23:30 | 2.1434 | 2.1434
2021-09-09 | 1.9827 | 1.9827
2021-09-09 00:30 | 1.9827 | 1.9827
2021-09-09 01:00 | 1.8219 | 1.8219
2021-09-09 01:30 | 1.7683 | 1.7683
2021-09-09 02:00 | 1.8219 | 1.8219
2021-09-09 02:30 | 1.7683 | 1.7683
2021-09-09 03:00 | 1.6612 | 1.6612
2021-09-09 03:30 | 1.7148 | 1.7148
2021-09-09 04:00 | 1.7148 | 1.7148
2021-09-09 04:30 | 1.8219 | 1.8219
2021-09-09 05:00 | 1.8219 | 1.8219
2021-09-09 05:30 | 2.0363 | 2.0363
2021-09-09 06:00 | 2.0899 | 2.0899
2021-09-09 06:30 | 2.4114 | 2.4114
2021-09-09 07:00 | 2.4114 | 2.4114
2021-09-09 07:30 | 2.5588 | 2.5588
2021-09-09 08:00 | 2.3042 | 2.3042
2021-09-09 08:30 | 2.0899 | 2.0899
2021-09-09 09:00 | 1.9827 | 1.9827
2021-09-09 09:30 | 1.7148 | 1.7148
2021-09-09 10:00 | 1.6612 | 1.6612
2021-09-09 10:30 | 1.4468 | 1.4468
2021-09-09 11:00 | 1.5004 | 1.5004
2021-09-09 11:30 | 1.6076 | 1.6076
2021-09-09 12:00 | 1.5004 | 1.5004
2021-09-09 12:30 | 1.554 | 1.554
2021-09-09 13:00 | 1.6076 | 1.6076
2021-09-09 13:30 | 1.6612 | 1.6612
2021-09-09 14:00 | 1.8755 | 1.8755
2021-09-09 14:30 | 1.9291 | 1.9291
2021-09-09 15:00 | 2.0899 | 2.0899
2021-09-09 15:30 | 2.197 | 2.197
2021-09-09 16:00 | 2.5185 | 2.5185
2021-09-09 16:30 | 2.7018 | 2.7018
2021-09-09 17:00 | 2.9029 | 2.9029
2021-09-09 17:30 | 3.1288 | 3.1288
2021-09-09 18:00 | 3.1616 | 3.1616
2021-09-09 18:30 | 3.2152 | 3.2152
2021-09-09 19:00 | 3.4295 | 3.4295
2021-09-09 19:30 | 3.3223 | 3.3223
2021-09-09 20:00 | 3.0544 | 3.0544
2021-09-09 20:30 | 3.0544 | 3.0544
2021-09-09 21:00 | 2.8401 | 2.8401
2021-09-09 21:30 | 2.8936 | 2.8936
2021-09-09 22:00 | 2.5721 | 2.5721
2021-09-09 22:30 | 2.3578 | 2.3578
2021-09-09 23:00 | 2.2506 | 2.2506
2021-09-09 23:30 | 2.2506 | 2.2506
2021-09-10 | 2.0899 | 2.0899
2021-09-10 00:30 | 2.0363 | 2.0363
2021-09-10 01:00 | 1.8755 | 1.8755
2021-09-10 01:30 | 1.8755 | 1.8755
2021-09-10 02:00 | 1.8219 | 1.8219
2021-09-10 02:30 | 1.6612 | 1.6612
2021-09-10 03:00 | 1.6612 | 1.6612
2021-09-10 03:30 | 1.7683 | 1.7683
2021-09-10 04:00 | 1.7683 | 1.7683
2021-09-10 04:30 | 1.8219 | 1.8219
2021-09-10 05:00 | 1.9291 | 1.9291
2021-09-10 05:30 | 1.9827 | 1.9827
2021-09-10 06:00 | 2.3042 | 2.3042
2021-09-10 06:30 | 2.3042 | 2.3042
2021-09-10 07:00 | 2.465 | 2.465
2021-09-10 07:30 | 2.5721 | 2.5721
2021-09-10 08:00 | 2.3042 | 2.3042
2021-09-10 08:30 | 2.197 | 2.197
2021-09-10 09:00 | 1.9827 | 1.9827
2021-09-10 09:30 | 1.9827 | 1.9827
2021-09-10 10:00 | 1.7141 | 1.7141
2021-09-10 10:30 | 1.8359 | 1.8359
2021-09-10 11:00 | 1.695 | 1.695
2021-09-10 11:30 | 1.8219 | 1.8219
2021-09-10 12:00 | 1.7683 | 1.7683
2021-09-10 12:30 | 1.963 | 1.963
2021-09-10 13:00 | 1.9322 | 1.9322
2021-09-10 13:30 | 2.0419 | 2.0419
2021-09-10 14:00 | 2.2506 | 2.2506
2021-09-10 14:30 | 2.2506 | 2.2506
2021-09-10 15:00 | 2.5185 | 2.5185
2021-09-10 15:30 | 2.6793 | 2.6793
2021-09-10 16:00 | 2.8936 | 2.8936
2021-09-10 16:30 | 3.2152 | 3.2152
2021-09-10 17:00 | 3.1616 | 3.1616
2021-09-10 17:30 | 3.4295 | 3.4295
2021-09-10 18:00 | 3.2152 | 3.2152
2021-09-10 18:30 | 3.2687 | 3.2687
2021-09-10 19:00 | 3.3223 | 3.3223
2021-09-10 19:30 | 3.1616 | 3.1616
2021-09-10 20:00 | 2.8936 | 2.8936
2021-09-10 20:30 | 2.8401 | 2.8401
2021-09-10 21:00 | 2.5721 | 2.5721
2021-09-10 21:30 | 2.6793 | 2.6793
2021-09-10 22:00 | 2.4114 | 2.4114
2021-09-10 22:30 | 2.3578 | 2.3578
2021-09-10 23:00 | 2.197 | 2.197
2021-09-10 23:30 | 2.197 | 2.197
2021-09-11 | 2.1434 | 2.1434
2021-09-11 00:30 | 2.0363 | 2.0363
2021-09-11 01:00 | 1.9827 | 1.9827
2021-09-11 01:30 | 1.9827 | 1.9827
2021-09-11 02:00 | 1.8755 | 1.8755
2021-09-11 02:30 | 1.8219 | 1.8219
2021-09-11 03:00 | 1.8755 | 1.8755
2021-09-11 03:30 | 1.8219 | 1.8219
2021-09-11 04:00 | 1.7683 | 1.7683
2021-09-11 04:30 | 1.7683 | 1.7683
2021-09-11 05:00 | 1.8755 | 1.8755
2021-09-11 05:30 | 1.8219 | 1.8219
2021-09-11 06:00 | 1.9291 | 1.9291
2021-09-11 06:30 | 1.9827 | 1.9827
2021-09-11 07:00 | 1.9827 | 1.9827
2021-09-11 07:30 | 2.0899 | 2.0899
2021-09-11 08:00 | 2.0899 | 2.0899
2021-09-11 08:30 | 2.197 | 2.197
2021-09-11 09:00 | 1.9291 | 1.9291
2021-09-11 09:30 | 1.9827 | 1.9827
2021-09-11 10:00 | 1.9827 | 1.9827
2021-09-11 10:30 | 2.0363 | 2.0363
2021-09-11 11:00 | 1.9291 | 1.9291
2021-09-11 11:30 | 2.0899 | 2.0899
2021-09-11 12:00 | 2.2506 | 2.2506
2021-09-11 12:30 | 2.3042 | 2.3042
2021-09-11 13:00 | 2.465 | 2.465
2021-09-11 13:30 | 2.4114 | 2.4114
2021-09-11 14:00 | 2.5185 | 2.5185
2021-09-11 14:30 | 2.5721 | 2.5721
2021-09-11 15:00 | 2.8401 | 2.8401
2021-09-11 15:30 | 2.9472 | 2.9472
2021-09-11 16:00 | 3.1616 | 3.1616
2021-09-11 16:30 | 3.2152 | 3.2152
2021-09-11 17:00 | 3.3759 | 3.3759
2021-09-11 17:30 | 3.751 | 3.751
2021-09-11 18:00 | 3.751 | 3.751
2021-09-11 18:30 | 3.6974 | 3.6974
2021-09-11 19:00 | 3.8582 | 3.8582
2021-09-11 19:30 | 3.751 | 3.751
2021-09-11 20:00 | 3.4295 | 3.4295
2021-09-11 20:30 | 3.2687 | 3.2687
2021-09-11 21:00 | 3.0008 | 3.0008
2021-09-11 21:30 | 3.0544 | 3.0544
2021-09-11 22:00 | 2.8401 | 2.8401
2021-09-11 22:30 | 2.6793 | 2.6793
2021-09-11 23:00 | 2.5185 | 2.5185
2021-09-11 23:30 | 2.4114 | 2.4114
2021-09-12 | 2.2506 | 2.2506
2021-09-12 00:30 | 2.197 | 2.197
2021-09-12 01:00 | 2.1434 | 2.1434
2021-09-12 01:30 | 2.0899 | 2.0899
2021-09-12 02:00 | 2.0899 | 2.0899
2021-09-12 02:30 | 1.9827 | 1.9827
2021-09-12 03:00 | 1.9827 | 1.9827
2021-09-12 03:30 | 1.8755 | 1.8755
2021-09-12 04:00 | 1.9291 | 1.9291
2021-09-12 04:30 | 1.9827 | 1.9827
2021-09-12 05:00 | 1.9827 | 1.9827
2021-09-12 05:30 | 1.9827 | 1.9827
2021-09-12 06:00 | 1.9827 | 1.9827
2021-09-12 06:30 | 2.197 | 2.197
2021-09-12 07:00 | 1.9827 | 1.9827
2021-09-12 07:30 | 2.197 | 2.197
2021-09-12 08:00 | 2.2506 | 2.2506
2021-09-12 08:30 | 1.9827 | 1.9827
2021-09-12 09:00 | 2.0363 | 2.0363
2021-09-12 09:30 | 2.4114 | 2.4114
2021-09-12 10:00 | 1.9827 | 1.9827
2021-09-12 10:30 | 2.4114 | 2.4114
2021-09-12 11:00 | 2.6257 | 2.6257
2021-09-12 11:30 | 2.3042 | 2.3042
2021-09-12 12:00 | 2.4114 | 2.4114
2021-09-12 12:30 | 2.6257 | 2.6257
2021-09-12 13:00 | 2.6793 | 2.6793
2021-09-12 13:30 | 3.2687 | 3.2687
2021-09-12 14:00 | 3.5903 | 3.5903
2021-09-12 14:30 | 3.5903 | 3.5903
2021-09-12 15:00 | 3.5903 | 3.5903
2021-09-12 15:30 | 3.6974 | 3.6974
2021-09-12 16:00 | 3.751 | 3.751
2021-09-12 16:30 | 3.8046 | 3.8046
2021-09-12 17:00 | 3.9654 | 3.9654
2021-09-12 17:30 | 3.9654 | 3.9654
2021-09-12 18:00 | 4.2869 | 4.2869
2021-09-12 18:30 | 4.1797 | 4.1797
2021-09-12 19:00 | 4.3405 | 4.3405
2021-09-12 19:30 | 4.0189 | 4.0189
2021-09-12 20:00 | 3.8046 | 3.8046
2021-09-12 20:30 | 3.4831 | 3.4831
2021-09-12 21:00 | 3.2687 | 3.2687
2021-09-12 21:30 | 3.2687 | 3.2687
2021-09-12 22:00 | 3.0008 | 3.0008
2021-09-12 22:30 | 2.7329 | 2.7329
2021-09-12 23:00 | 2.5721 | 2.5721
2021-09-12 23:30 | 2.4114 | 2.4114
2021-09-13 | 2.4114 | 2.4114
2021-09-13 00:30 | 2.1434 | 2.1434
2021-09-13 01:00 | 2.0899 | 2.0899
2021-09-13 01:30 | 2.0363 | 2.0363
2021-09-13 02:00 | 1.9291 | 1.9291
2021-09-13 02:30 | 2.0363 | 2.0363
2021-09-13 03:00 | 1.9291 | 1.9291
2021-09-13 03:30 | 1.9291 | 1.9291
2021-09-13 04:00 | 1.9291 | 1.9291
2021-09-13 04:30 | 1.9827 | 1.9827
2021-09-13 05:00 | 2.0899 | 2.0899
2021-09-13 05:30 | 2.1434 | 2.1434
2021-09-13 06:00 | 2.2506 | 2.2506
2021-09-13 06:30 | 2.4114 | 2.4114
2021-09-13 07:00 | 2.6257 | 2.6257
2021-09-13 07:30 | 2.7329 | 2.7329
2021-09-13 08:00 | 2.6257 | 2.6257
2021-09-13 08:30 | 2.3578 | 2.3578
2021-09-13 09:00 | 2.3042 | 2.3042
2021-09-13 09:30 | 2.3042 | 2.3042
2021-09-13 10:00 | 2.077 | 2.077
2021-09-13 10:30 | 2.2371 | 2.2371
2021-09-13 11:00 | 2.197 | 2.197
2021-09-13 11:30 | 2.465 | 2.465
2021-09-13 12:00 | 2.465 | 2.465
2021-09-13 12:30 | 2.6257 | 2.6257
2021-09-13 13:00 | 2.8401 | 2.8401
2021-09-13 13:30 | 2.8401 | 2.8401
2021-09-13 14:00 | 3.108 | 3.108
2021-09-13 14:30 | 3.1616 | 3.1616
2021-09-13 15:00 | 3.3759 | 3.3759
2021-09-13 15:30 | 3.5903 | 3.5903
2021-09-13 16:00 | 3.751 | 3.751
2021-09-13 16:30 | 4.0725 | 4.0725
2021-09-13 17:00 | 4.0725 | 4.0725
2021-09-13 17:30 | 4.3405 | 4.3405
2021-09-13 18:00 | 4.2869 | 4.2869
2021-09-13 18:30 | 4.3941 | 4.3941
2021-09-13 19:00 | 4.4476 | 4.4476
2021-09-13 19:30 | 4.3405 | 4.3405
2021-09-13 20:00 | 3.9654 | 3.9654
2021-09-13 20:30 | 3.6974 | 3.6974
2021-09-13 21:00 | 3.3759 | 3.3759
2021-09-13 21:30 | 3.2152 | 3.2152
2021-09-13 22:00 | 3.0544 | 3.0544
2021-09-13 22:30 | 2.7865 | 2.7865
2021-09-13 23:00 | 2.5185 | 2.5185
2021-09-13 23:30 | 2.465 | 2.465
2021-09-14 | 2.2506 | 2.2506
2021-09-14 00:30 | 2.2506 | 2.2506
2021-09-14 01:00 | 2.197 | 2.197
2021-09-14 01:30 | 2.1434 | 2.1434
2021-09-14 02:00 | 2.1434 | 2.1434
2021-09-14 02:30 | 1.9827 | 1.9827
2021-09-14 03:00 | 1.8755 | 1.8755
2021-09-14 03:30 | 1.9291 | 1.9291
2021-09-14 04:00 | 1.9827 | 1.9827
2021-09-14 04:30 | 1.9827 | 1.9827
2021-09-14 05:00 | 2.0363 | 2.0363
2021-09-14 05:30 | 2.0899 | 2.0899
2021-09-14 06:00 | 2.197 | 2.197
2021-09-14 06:30 | 2.4114 | 2.4114
2021-09-14 07:00 | 2.465 | 2.465
2021-09-14 07:30 | 2.5721 | 2.5721
2021-09-14 08:00 | 2.4114 | 2.4114
2021-09-14 08:30 | 2.0899 | 2.0899
2021-09-14 09:00 | 1.8755 | 1.8755
2021-09-14 09:30 | 1.8219 | 1.8219
2021-09-14 10:00 | 1.8219 | 1.8219
2021-09-14 10:30 | 1.7683 | 1.7683
2021-09-14 11:00 | 1.7148 | 1.7148
2021-09-14 11:30 | 1.8219 | 1.8219
2021-09-14 12:00 | 2.0363 | 2.0363
2021-09-14 12:30 | 2.0899 | 2.0899
2021-09-14 13:00 | 2.1434 | 2.1434
2021-09-14 13:30 | 2.465 | 2.465
2021-09-14 14:00 | 2.5721 | 2.5721
2021-09-14 14:30 | 2.5721 | 2.5721
2021-09-14 15:00 | 2.8401 | 2.8401
2021-09-14 15:30 | 2.7329 | 2.7329
2021-09-14 16:00 | 2.9472 | 2.9472
2021-09-14 16:30 | 3.3223 | 3.3223
2021-09-14 17:00 | 3.3759 | 3.3759
2021-09-14 17:30 | 3.8046 | 3.8046
2021-09-14 18:00 | 3.6974 | 3.6974
2021-09-14 18:30 | 3.8046 | 3.8046
2021-09-14 19:00 | 4.0725 | 4.0725
2021-09-14 19:30 | 3.8582 | 3.8582
2021-09-14 20:00 | 3.5367 | 3.5367
2021-09-14 20:30 | 3.3759 | 3.3759
2021-09-14 21:00 | 3.0008 | 3.0008
2021-09-14 21:30 | 2.8936 | 2.8936
2021-09-14 22:00 | 2.6793 | 2.6793
2021-09-14 22:30 | 2.465 | 2.465
2021-09-14 23:00 | 2.3042 | 2.3042
2021-09-14 23:30 | 2.2506 | 2.2506
2021-09-15 | 2.1434 | 2.1434
2021-09-15 00:30 | 1.9827 | 1.9827
2021-09-15 01:00 | 2.0899 | 2.0899
2021-09-15 01:30 | 1.8755 | 1.8755
2021-09-15 02:00 | 1.9827 | 1.9827
2021-09-15 02:30 | 1.8219 | 1.8219
2021-09-15 03:00 | 1.8755 | 1.8755
2021-09-15 03:30 | 1.7683 | 1.7683
2021-09-15 04:00 | 1.7683 | 1.7683
2021-09-15 04:30 | 1.9827 | 1.9827
2021-09-15 05:00 | 1.9827 | 1.9827
2021-09-15 05:30 | 2.197 | 2.197
2021-09-15 06:00 | 2.197 | 2.197
2021-09-15 06:30 | 2.3042 | 2.3042
2021-09-15 07:00 | 2.5185 | 2.5185
2021-09-15 07:30 | 2.5185 | 2.5185
2021-09-15 08:00 | 2.4114 | 2.4114
2021-09-15 08:30 | 2.1434 | 2.1434
2021-09-15 09:00 | 1.9827 | 1.9827
2021-09-15 09:30 | 1.9291 | 1.9291
2021-09-15 10:00 | 1.8755 | 1.8755
2021-09-15 10:30 | 1.8219 | 1.8219
2021-09-15 11:00 | 1.8196 | 1.8196
2021-09-15 11:30 | 1.9827 | 1.9827
2021-09-15 12:00 | 2.0899 | 2.0899
2021-09-15 12:30 | 2.4114 | 2.4114
2021-09-15 13:00 | 2.465 | 2.465
2021-09-15 13:30 | 2.6257 | 2.6257
2021-09-15 14:00 | 2.7329 | 2.7329
2021-09-15 14:30 | 2.8936 | 2.8936
2021-09-15 15:00 | 3.0008 | 3.0008
2021-09-15 15:30 | 3.2687 | 3.2687
2021-09-15 16:00 | 3.5903 | 3.5903
2021-09-15 16:30 | 3.751 | 3.751
2021-09-15 17:00 | 3.9654 | 3.9654
2021-09-15 17:30 | 4.2869 | 4.2869
2021-09-15 18:00 | 4.0725 | 4.0725
2021-09-15 18:30 | 4.2869 | 4.2869
2021-09-15 19:00 | 4.3405 | 4.3405
2021-09-15 19:30 | 4.1261 | 4.1261
2021-09-15 20:00 | 3.5903 | 3.5903
2021-09-15 20:30 | 3.5781 | 3.5781
2021-09-15 21:00 | 3.0008 | 3.0008
2021-09-15 21:30 | 3.108 | 3.108
2021-09-15 22:00 | 2.7329 | 2.7329
2021-09-15 22:30 | 2.5185 | 2.5185
2021-09-15 23:00 | 2.3578 | 2.3578
2021-09-15 23:30 | 2.3042 | 2.3042
2021-09-16 | 2.1434 | 2.1434
2021-09-16 00:30 | 2.3042 | 2.3042
2021-09-16 01:00 | 2.0363 | 2.0363
2021-09-16 01:30 | 2.0899 | 2.0899
2021-09-16 02:00 | 1.9827 | 1.9827
2021-09-16 02:30 | 1.8755 | 1.8755
2021-09-16 03:00 | 1.8755 | 1.8755
2021-09-16 03:30 | 1.8219 | 1.8219
2021-09-16 04:00 | 1.8219 | 1.8219
2021-09-16 04:30 | 1.8755 | 1.8755
2021-09-16 05:00 | 1.8755 | 1.8755
2021-09-16 05:30 | 2.1434 | 2.1434
2021-09-16 06:00 | 2.197 | 2.197
2021-09-16 06:30 | 2.4114 | 2.4114
2021-09-16 07:00 | 2.4114 | 2.4114
2021-09-16 07:30 | 2.4114 | 2.4114
2021-09-16 08:00 | 2.4114 | 2.4114
2021-09-16 08:30 | 2.09 | 2.09
2021-09-16 09:00 | 2.197 | 2.197
2021-09-16 09:30 | 1.9827 | 1.9827
2021-09-16 10:00 | 1.9827 | 1.9827
2021-09-16 10:30 | 1.9827 | 1.9827
2021-09-16 11:00 | 2.1434 | 2.1434
2021-09-16 11:30 | 2.197 | 2.197
2021-09-16 12:00 | 2.5721 | 2.5721
2021-09-16 12:30 | 2.6257 | 2.6257
2021-09-16 13:00 | 2.8936 | 2.8936
2021-09-16 13:30 | 3.0544 | 3.0544
2021-09-16 14:00 | 3.0008 | 3.0008
2021-09-16 14:30 | 3.3759 | 3.3759
2021-09-16 15:00 | 3.3922 | 3.3922
2021-09-16 15:30 | 3.8046 | 3.8046
2021-09-16 16:00 | 3.9654 | 3.9654
2021-09-16 16:30 | 4.0725 | 4.0725
2021-09-16 17:00 | 4.254 | 4.254
2021-09-16 17:30 | 4.3941 | 4.3941
2021-09-16 18:00 | 4.4476 | 4.4476
2021-09-16 18:30 | 4.4476 | 4.4476
2021-09-16 19:00 | 4.5548 | 4.5548
2021-09-16 19:30 | 4.3405 | 4.3405
2021-09-16 20:00 | 4.0725 | 4.0725
2021-09-16 20:30 | 3.6974 | 3.6974
2021-09-16 21:00 | 3.4295 | 3.4295
2021-09-16 21:30 | 3.2152 | 3.2152
2021-09-16 22:00 | 2.9472 | 2.9472
2021-09-16 22:30 | 2.6793 | 2.6793
2021-09-16 23:00 | 2.465 | 2.465
2021-09-16 23:30 | 2.3042 | 2.3042
2021-09-17 | 2.3042 | 2.3042
2021-09-17 00:30 | 2.0899 | 2.0899
2021-09-17 01:00 | 2.197 | 2.197
2021-09-17 01:30 | 1.9827 | 1.9827
2021-09-17 02:00 | 2.0363 | 2.0363
2021-09-17 02:30 | 1.8755 | 1.8755
2021-09-17 03:00 | 1.8755 | 1.8755
2021-09-17 03:30 | 1.8755 | 1.8755
2021-09-17 04:00 | 1.8219 | 1.8219
2021-09-17 04:30 | 2.0899 | 2.0899
2021-09-17 05:00 | 2.0363 | 2.0363
2021-09-17 05:30 | 2.197 | 2.197
2021-09-17 06:00 | 2.197 | 2.197
2021-09-17 06:30 | 2.3578 | 2.3578
2021-09-17 07:00 | 2.5185 | 2.5185
2021-09-17 07:30 | 2.6257 | 2.6257
2021-09-17 08:00 | 2.465 | 2.465
2021-09-17 08:30 | 2.3578 | 2.3578
2021-09-17 09:00 | 2.3042 | 2.3042
2021-09-17 09:30 | 2.197 | 2.197
2021-09-17 10:00 | 2.3042 | 2.3042
2021-09-17 10:30 | 2.3042 | 2.3042
2021-09-17 11:00 | 2.5185 | 2.5185
2021-09-17 11:30 | 2.6793 | 2.6793
2021-09-17 12:00 | 2.7865 | 2.7865
2021-09-17 12:30 | 3.1616 | 3.1616
2021-09-17 13:00 | 3.108 | 3.108
2021-09-17 13:30 | 3.2687 | 3.2687
2021-09-17 14:00 | 3.4295 | 3.4295
2021-09-17 14:30 | 3.5367 | 3.5367
2021-09-17 15:00 | 3.6974 | 3.6974
2021-09-17 15:30 | 3.8046 | 3.8046
2021-09-17 16:00 | 4.0189 | 4.0189
2021-09-17 16:30 | 4.2333 | 4.2333
2021-09-17 17:00 | 4.2333 | 4.2333
2021-09-17 17:30 | 4.5012 | 4.5012
2021-09-17 18:00 | 4.5012 | 4.5012
2021-09-17 18:30 | 4.4476 | 4.4476
2021-09-17 19:00 | 4.4476 | 4.4476
2021-09-17 19:30 | 4.1797 | 4.1797
2021-09-17 20:00 | 3.9654 | 3.9654
2021-09-17 20:30 | 3.4831 | 3.4831
2021-09-17 21:00 | 3.3759 | 3.3759
2021-09-17 21:30 | 3.0544 | 3.0544
2021-09-17 22:00 | 2.8873 | 2.8873
2021-09-17 22:30 | 2.6257 | 2.6257
2021-09-17 23:00 | 2.5185 | 2.5185
2021-09-17 23:30 | 2.3042 | 2.3042
2021-09-18 | 2.3042 | 2.3042
2021-09-18 00:30 | 2.1434 | 2.1434
2021-09-18 01:00 | 2.0899 | 2.0899
2021-09-18 01:30 | 2.0363 | 2.0363
2021-09-18 02:00 | 1.8755 | 1.8755
2021-09-18 02:30 | 1.8755 | 1.8755
2021-09-18 03:00 | 1.8755 | 1.8755
2021-09-18 03:30 | 1.8755 | 1.8755
2021-09-18 04:00 | 1.8219 | 1.8219
2021-09-18 04:30 | 1.9827 | 1.9827
2021-09-18 05:00 | 1.9827 | 1.9827
2021-09-18 05:30 | 1.9827 | 1.9827
2021-09-18 06:00 | 1.9291 | 1.9291
2021-09-18 06:30 | 1.9291 | 1.9291
2021-09-18 07:00 | 2.0899 | 2.0899
2021-09-18 07:30 | 2.197 | 2.197
2021-09-18 08:00 | 2.1434 | 2.1434
2021-09-18 08:30 | 2.0899 | 2.0899
2021-09-18 09:00 | 1.9827 | 1.9827
2021-09-18 09:30 | 1.9291 | 1.9291
2021-09-18 10:00 | 1.8604 | 1.8604
2021-09-18 10:30 | 1.9095 | 1.9095
2021-09-18 11:00 | 1.9291 | 1.9291
2021-09-18 11:30 | 1.9827 | 1.9827
2021-09-18 12:00 | 2.0363 | 2.0363
2021-09-18 12:30 | 2.2506 | 2.2506
2021-09-18 13:00 | 2.4114 | 2.4114
2021-09-18 13:30 | 2.5185 | 2.5185
2021-09-18 14:00 | 2.6793 | 2.6793
2021-09-18 14:30 | 2.8936 | 2.8936
2021-09-18 15:00 | 3.0008 | 3.0008
2021-09-18 15:30 | 3.2152 | 3.2152
2021-09-18 16:00 | 3.4831 | 3.4831
2021-09-18 16:30 | 3.5903 | 3.5903
2021-09-18 17:00 | 3.6974 | 3.6974
2021-09-18 17:30 | 4.0189 | 4.0189
2021-09-18 18:00 | 4.1261 | 4.1261
2021-09-18 18:30 | 4.1261 | 4.1261
2021-09-18 19:00 | 4.1797 | 4.1797
2021-09-18 19:30 | 3.9654 | 3.9654
2021-09-18 20:00 | 3.6974 | 3.6974
2021-09-18 20:30 | 3.5903 | 3.5903
2021-09-18 21:00 | 3.1616 | 3.1616
2021-09-18 21:30 | 3.0544 | 3.0544
2021-09-18 22:00 | 2.9472 | 2.9472
2021-09-18 22:30 | 2.6257 | 2.6257
2021-09-18 23:00 | 2.5185 | 2.5185
2021-09-18 23:30 | 2.4114 | 2.4114
2021-09-19 | 2.2506 | 2.2506
2021-09-19 00:30 | 2.3042 | 2.3042
2021-09-19 01:00 | 2.0899 | 2.0899
2021-09-19 01:30 | 2.0899 | 2.0899
2021-09-19 02:00 | 1.9827 | 1.9827
2021-09-19 02:30 | 1.9822 | 1.9822
2021-09-19 03:00 | 1.8755 | 1.8755
2021-09-19 03:30 | 1.8219 | 1.8219
2021-09-19 04:00 | 1.9827 | 1.9827
2021-09-19 04:30 | 1.8755 | 1.8755
2021-09-19 05:00 | 1.8755 | 1.8755
2021-09-19 05:30 | 1.9827 | 1.9827
2021-09-19 06:00 | 1.9827 | 1.9827
2021-09-19 06:30 | 1.8755 | 1.8755
2021-09-19 07:00 | 2.0363 | 2.0363
2021-09-19 07:30 | 1.9291 | 1.9291
2021-09-19 08:00 | 1.9827 | 1.9827
2021-09-19 08:30 | 2.0363 | 2.0363
2021-09-19 09:00 | 1.8755 | 1.8755
2021-09-19 09:30 | 1.8219 | 1.8219
2021-09-19 10:00 | 1.8219 | 1.8219
2021-09-19 10:30 | 1.9291 | 1.9291
2021-09-19 11:00 | 1.8755 | 1.8755
2021-09-19 11:30 | 1.9827 | 1.9827
2021-09-19 12:00 | 2.0899 | 2.0899
2021-09-19 12:30 | 2.3042 | 2.3042
2021-09-19 13:00 | 2.465 | 2.465
2021-09-19 13:30 | 2.7329 | 2.7329
2021-09-19 14:00 | 2.8936 | 2.8936
2021-09-19 14:30 | 3.0008 | 3.0008
2021-09-19 15:00 | 3.1616 | 3.1616
2021-09-19 15:30 | 3.3223 | 3.3223
2021-09-19 16:00 | 3.5367 | 3.5367
2021-09-19 16:30 | 3.751 | 3.751
2021-09-19 17:00 | 3.8582 | 3.8582
2021-09-19 17:30 | 4.1261 | 4.1261
2021-09-19 18:00 | 4.2333 | 4.2333
2021-09-19 18:30 | 4.3405 | 4.3405
2021-09-19 19:00 | 4.2869 | 4.2869
2021-09-19 19:30 | 4.2333 | 4.2333
2021-09-19 20:00 | 3.8582 | 3.8582
2021-09-19 20:30 | 3.6438 | 3.6438
2021-09-19 21:00 | 3.3223 | 3.3223
2021-09-19 21:30 | 3.1616 | 3.1616
2021-09-19 22:00 | 2.8936 | 2.8936
2021-09-19 22:30 | 2.6793 | 2.6793
2021-09-19 23:00 | 2.5185 | 2.5185
2021-09-19 23:30 | 2.465 | 2.465
2021-09-20 | 2.4114 | 2.4114
2021-09-20 00:30 | 2.4114 | 2.4114
2021-09-20 01:00 | 2.3042 | 2.3042
2021-09-20 01:30 | 2.3042 | 2.3042
2021-09-20 02:00 | 2.3042 | 2.3042
2021-09-20 02:30 | 2.197 | 2.197
2021-09-20 03:00 | 2.0899 | 2.0899
2021-09-20 03:30 | 2.0899 | 2.0899
2021-09-20 04:00 | 2.1434 | 2.1434
2021-09-20 04:30 | 2.0899 | 2.0899
2021-09-20 05:00 | 2.3042 | 2.3042
2021-09-20 05:30 | 2.3578 | 2.3578
2021-09-20 06:00 | 2.4114 | 2.4114
2021-09-20 06:30 | 2.3578 | 2.3578
2021-09-20 07:00 | 2.5721 | 2.5721
2021-09-20 07:30 | 2.4114 | 2.4114
2021-09-20 08:00 | 2.5185 | 2.5185
2021-09-20 08:30 | 2.4114 | 2.4114
2021-09-20 09:00 | 2.3042 | 2.3042
2021-09-20 09:30 | 2.3042 | 2.3042
2021-09-20 10:00 | 2.197 | 2.197
2021-09-20 10:30 | 2.3578 | 2.3578
2021-09-20 11:00 | 2.3042 | 2.3042
2021-09-20 11:30 | 2.6257 | 2.6257
2021-09-20 12:00 | 2.8401 | 2.8401
2021-09-20 12:30 | 2.9472 | 2.9472
2021-09-20 13:00 | 3.0544 | 3.0544
2021-09-20 13:30 | 3.2687 | 3.2687
2021-09-20 14:00 | 3.4831 | 3.4831
2021-09-20 14:30 | 3.3759 | 3.3759
2021-09-20 15:00 | 3.751 | 3.751
2021-09-20 15:30 | 3.8046 | 3.8046
2021-09-20 16:00 | 4.1261 | 4.1261
2021-09-20 16:30 | 4.3941 | 4.3941
2021-09-20 17:00 | 4.662 | 4.662
2021-09-20 17:30 | 4.662 | 4.662
2021-09-20 18:00 | 4.7692 | 4.7692
2021-09-20 18:30 | 4.7692 | 4.7692
2021-09-20 19:00 | 4.9835 | 4.9835
2021-09-20 19:30 | 4.8763 | 4.8763
2021-09-20 20:00 | 4.6084 | 4.6084
2021-09-20 20:30 | 4.3405 | 4.3405
2021-09-20 21:00 | 3.9118 | 3.9118
2021-09-20 21:30 | 3.9118 | 3.9118
2021-09-20 22:00 | 3.4831 | 3.4831
2021-09-20 22:30 | 3.2687 | 3.2687
2021-09-20 23:00 | 2.8936 | 2.8936
2021-09-20 23:30 | 2.8401 | 2.8401
2021-09-21 | 2.6257 | 2.6257
2021-09-21 00:30 | 2.6257 | 2.6257
2021-09-21 01:00 | 2.465 | 2.465
2021-09-21 01:30 | 2.465 | 2.465
2021-09-21 02:00 | 2.2506 | 2.2506
2021-09-21 02:30 | 2.3042 | 2.3042
2021-09-21 03:00 | 2.2506 | 2.2506
2021-09-21 03:30 | 2.22 | 2.22
2021-09-21 04:00 | 2.1434 | 2.1434
2021-09-21 04:30 | 2.197 | 2.197
2021-09-21 05:00 | 2.197 | 2.197
2021-09-21 05:30 | 2.3042 | 2.3042
2021-09-21 06:00 | 2.3578 | 2.3578
2021-09-21 06:30 | 2.3042 | 2.3042
2021-09-21 07:00 | 2.4114 | 2.4114
2021-09-21 07:30 | 2.4114 | 2.4114
2021-09-21 08:00 | 2.3042 | 2.3042
2021-09-21 08:30 | 2.0899 | 2.0899
2021-09-21 09:00 | 1.8219 | 1.8219
2021-09-21 09:30 | 1.7683 | 1.7683
2021-09-21 10:00 | 1.554 | 1.554
2021-09-21 10:30 | 1.7683 | 1.7683
2021-09-21 11:00 | 1.6612 | 1.6612
2021-09-21 11:30 | 1.6612 | 1.6612
2021-09-21 12:00 | 1.8755 | 1.8755
2021-09-21 12:30 | 1.6612 | 1.6612
2021-09-21 13:00 | 1.9291 | 1.9291
2021-09-21 13:30 | 1.7683 | 1.7683
2021-09-21 14:00 | 1.8219 | 1.8219
2021-09-21 14:30 | 1.8219 | 1.8219
2021-09-21 15:00 | 1.9291 | 1.9291
2021-09-21 15:30 | 2.0363 | 2.0363
2021-09-21 16:00 | 2.3042 | 2.3042
2021-09-21 16:30 | 2.465 | 2.465
2021-09-21 17:00 | 2.5721 | 2.5721
2021-09-21 17:30 | 2.8401 | 2.8401
2021-09-21 18:00 | 2.8936 | 2.8936
2021-09-21 18:30 | 3.108 | 3.108
2021-09-21 19:00 | 3.2152 | 3.2152
2021-09-21 19:30 | 3.2152 | 3.2152
2021-09-21 20:00 | 2.8936 | 2.8936
2021-09-21 20:30 | 2.8936 | 2.8936
2021-09-21 21:00 | 2.6222 | 2.6222
2021-09-21 21:30 | 2.6257 | 2.6257
2021-09-21 22:00 | 2.4114 | 2.4114
2021-09-21 22:30 | 2.2506 | 2.2506
2021-09-21 23:00 | 1.9827 | 1.9827
2021-09-21 23:30 | 2.0899 | 2.0899
2021-09-22 | 1.8755 | 1.8755
2021-09-22 00:30 | 1.8755 | 1.8755
2021-09-22 01:00 | 1.8219 | 1.8219
2021-09-22 01:30 | 1.7148 | 1.7148
2021-09-22 02:00 | 1.8219 | 1.8219
2021-09-22 02:30 | 1.7148 | 1.7148
2021-09-22 03:00 | 1.8219 | 1.8219
2021-09-22 03:30 | 1.7148 | 1.7148
2021-09-22 04:00 | 1.7683 | 1.7683
2021-09-22 04:30 | 1.8219 | 1.8219
2021-09-22 05:00 | 1.9291 | 1.9291
2021-09-22 05:30 | 2.0363 | 2.0363
2021-09-22 06:00 | 2.3042 | 2.3042
2021-09-22 06:30 | 2.2506 | 2.2506
2021-09-22 07:00 | 2.3578 | 2.3578
2021-09-22 07:30 | 2.2506 | 2.2506
2021-09-22 08:00 | 2.2506 | 2.2506
2021-09-22 08:30 | 1.9291 | 1.9291
2021-09-22 09:00 | 1.7148 | 1.7148
2021-09-22 09:30 | 1.5003 | 1.5003
2021-09-22 10:00 | 1.3397 | 1.3397
2021-09-22 10:30 | 1.2325 | 1.2325
2021-09-22 11:00 | 1.2861 | 1.2861
2021-09-22 11:30 | 1.2861 | 1.2861
2021-09-22 12:00 | 1.3397 | 1.3397
2021-09-22 12:30 | 1.3397 | 1.3397
2021-09-22 13:00 | 1.2325 | 1.2325
2021-09-22 13:30 | 1.2861 | 1.2861
2021-09-22 14:00 | 1.3932 | 1.3932
2021-09-22 14:30 | 1.3397 | 1.3397
2021-09-22 15:00 | 1.5004 | 1.5004
2021-09-22 15:30 | 1.6076 | 1.6076
2021-09-22 16:00 | 2.0363 | 2.0363
2021-09-22 16:30 | 2.1434 | 2.1434
2021-09-22 17:00 | 2.3578 | 2.3578
2021-09-22 17:30 | 2.5185 | 2.5185
2021-09-22 18:00 | 2.6793 | 2.6793
2021-09-22 18:30 | 2.7865 | 2.7865
2021-09-22 19:00 | 3.1616 | 3.1616
2021-09-22 19:30 | 3.0008 | 3.0008
2021-09-22 20:00 | 2.8401 | 2.8401
2021-09-22 20:30 | 2.6793 | 2.6793
2021-09-22 21:00 | 2.5185 | 2.5185
2021-09-22 21:30 | 2.5185 | 2.5185
2021-09-22 22:00 | 2.3042 | 2.3042
2021-09-22 22:30 | 2.197 | 2.197
2021-09-22 23:00 | 1.9827 | 1.9827
2021-09-22 23:30 | 1.9827 | 1.9827
2021-09-23 | 1.8219 | 1.8219
2021-09-23 00:30 | 1.8219 | 1.8219
2021-09-23 01:00 | 1.7683 | 1.7683
2021-09-23 01:30 | 1.7683 | 1.7683
2021-09-23 02:00 | 1.6612 | 1.6612
2021-09-23 02:30 | 1.6076 | 1.6076
2021-09-23 03:00 | 1.554 | 1.554
2021-09-23 03:30 | 1.6612 | 1.6612
2021-09-23 04:00 | 1.7683 | 1.7683
2021-09-23 04:30 | 1.8219 | 1.8219
2021-09-23 05:00 | 1.9827 | 1.9827
2021-09-23 05:30 | 1.9291 | 1.9291
2021-09-23 06:00 | 2.197 | 2.197
2021-09-23 06:30 | 2.197 | 2.197
2021-09-23 07:00 | 2.3578 | 2.3578
2021-09-23 07:30 | 2.1434 | 2.1434
2021-09-23 08:00 | 2.1434 | 2.1434
2021-09-23 08:30 | 1.7683 | 1.7683
2021-09-23 09:00 | 1.7148 | 1.7148
2021-09-23 09:30 | 1.554 | 1.554
2021-09-23 10:00 | 1.3932 | 1.3932
2021-09-23 10:30 | 1.3932 | 1.3932
2021-09-23 11:00 | 1.3932 | 1.3932
2021-09-23 11:30 | 1.3932 | 1.3932
2021-09-23 12:00 | 1.3397 | 1.3397
2021-09-23 12:30 | 1.3932 | 1.3932
2021-09-23 13:00 | 1.3932 | 1.3932
2021-09-23 13:30 | 1.7148 | 1.7148
2021-09-23 14:00 | 1.6612 | 1.6612
2021-09-23 14:30 | 2.0363 | 2.0363
2021-09-23 15:00 | 1.8755 | 1.8755
2021-09-23 15:30 | 1.8757 | 1.8757
2021-09-23 16:00 | 2.3042 | 2.3042
2021-09-23 16:30 | 2.4114 | 2.4114
2021-09-23 17:00 | 2.6257 | 2.6257
2021-09-23 17:30 | 2.8401 | 2.8401
2021-09-23 18:00 | 3.0544 | 3.0544
2021-09-23 18:30 | 3.0008 | 3.0008
2021-09-23 19:00 | 3.4831 | 3.4831
2021-09-23 19:30 | 3.2219 | 3.2219
2021-09-23 20:00 | 3.1483 | 3.1483
2021-09-23 20:30 | 2.8936 | 2.8936
2021-09-23 21:00 | 2.6257 | 2.6257
2021-09-23 21:30 | 2.7329 | 2.7329
2021-09-23 22:00 | 2.3042 | 2.3042
2021-09-23 22:30 | 2.2535 | 2.2535
2021-09-23 23:00 | 2.0363 | 2.0363
2021-09-23 23:30 | 2.0363 | 2.0363
2021-09-24 | 1.9291 | 1.9291
2021-09-24 00:30 | 1.8755 | 1.8755
2021-09-24 01:00 | 1.7683 | 1.7683
2021-09-24 01:30 | 1.7683 | 1.7683
2021-09-24 02:00 | 1.7148 | 1.7148
2021-09-24 02:30 | 1.6612 | 1.6612
2021-09-24 03:00 | 1.6612 | 1.6612
2021-09-24 03:30 | 1.6612 | 1.6612
2021-09-24 04:00 | 1.7683 | 1.7683
2021-09-24 04:30 | 1.8219 | 1.8219
2021-09-24 05:00 | 1.8664 | 1.8664
2021-09-24 05:30 | 1.9827 | 1.9827
2021-09-24 06:00 | 2.1434 | 2.1434
2021-09-24 06:30 | 2.197 | 2.197
2021-09-24 07:00 | 2.197 | 2.197
2021-09-24 07:30 | 2.197 | 2.197
2021-09-24 08:00 | 2.0363 | 2.0363
2021-09-24 08:30 | 1.8755 | 1.8755
2021-09-24 09:00 | 1.7148 | 1.7148
2021-09-24 09:30 | 1.7683 | 1.7683
2021-09-24 10:00 | 1.554 | 1.554
2021-09-24 10:30 | 1.7148 | 1.7148
2021-09-24 11:00 | 1.6076 | 1.6076
2021-09-24 11:30 | 1.7683 | 1.7683
2021-09-24 12:00 | 1.7683 | 1.7683
2021-09-24 12:30 | 1.8755 | 1.8755
2021-09-24 13:00 | 1.9827 | 1.9827
2021-09-24 13:30 | 2.1123 | 2.1123
2021-09-24 14:00 | 2.2506 | 2.2506
2021-09-24 14:30 | 2.3042 | 2.3042
2021-09-24 15:00 | 2.5721 | 2.5721
2021-09-24 15:30 | 2.8401 | 2.8401
2021-09-24 16:00 | 3.0544 | 3.0544
2021-09-24 16:30 | 3.0008 | 3.0008
2021-09-24 17:00 | 3.2687 | 3.2687
2021-09-24 17:30 | 3.2687 | 3.2687
2021-09-24 18:00 | 3.4831 | 3.4831
2021-09-24 18:30 | 3.5903 | 3.5903
2021-09-24 19:00 | 3.5903 | 3.5903
2021-09-24 19:30 | 3.4831 | 3.4831
2021-09-24 20:00 | 3.1616 | 3.1616
2021-09-24 20:30 | 3.0544 | 3.0544
2021-09-24 21:00 | 2.7329 | 2.7329
2021-09-24 21:30 | 2.7865 | 2.7865
2021-09-24 22:00 | 2.5185 | 2.5185
2021-09-24 22:30 | 2.5185 | 2.5185
2021-09-24 23:00 | 2.2506 | 2.2506
2021-09-24 23:30 | 2.0899 | 2.0899
2021-09-25 | 2.0363 | 2.0363
2021-09-25 00:30 | 2.0899 | 2.0899
2021-09-25 01:00 | 1.8755 | 1.8755
2021-09-25 01:30 | 1.7683 | 1.7683
2021-09-25 02:00 | 1.8219 | 1.8219
2021-09-25 02:30 | 1.7148 | 1.7148
2021-09-25 03:00 | 1.7683 | 1.7683
2021-09-25 03:30 | 1.7683 | 1.7683
2021-09-25 04:00 | 1.7148 | 1.7148
2021-09-25 04:30 | 1.8755 | 1.8755
2021-09-25 05:00 | 1.8219 | 1.8219
2021-09-25 05:30 | 1.8219 | 1.8219
2021-09-25 06:00 | 1.8219 | 1.8219
2021-09-25 06:30 | 1.8755 | 1.8755
2021-09-25 07:00 | 1.9291 | 1.9291
2021-09-25 07:30 | 1.8755 | 1.8755
2021-09-25 08:00 | 1.7683 | 1.7683
2021-09-25 08:30 | 1.7683 | 1.7683
2021-09-25 09:00 | 1.6612 | 1.6612
2021-09-25 09:30 | 1.6612 | 1.6612
2021-09-25 10:00 | 1.6612 | 1.6612
2021-09-25 10:30 | 1.7683 | 1.7683
2021-09-25 11:00 | 1.8219 | 1.8219
2021-09-25 11:30 | 1.9827 | 1.9827
2021-09-25 12:00 | 2.1434 | 2.1434
2021-09-25 12:30 | 2.3042 | 2.3042
2021-09-25 13:00 | 2.3578 | 2.3578
2021-09-25 13:30 | 2.6257 | 2.6257
2021-09-25 14:00 | 2.5185 | 2.5185
2021-09-25 14:30 | 2.8401 | 2.8401
2021-09-25 15:00 | 2.9472 | 2.9472
2021-09-25 15:30 | 3.1616 | 3.1616
2021-09-25 16:00 | 3.3759 | 3.3759
2021-09-25 16:30 | 3.4295 | 3.4295
2021-09-25 17:00 | 3.751 | 3.751
2021-09-25 17:30 | 3.8046 | 3.8046
2021-09-25 18:00 | 3.8582 | 3.8582
2021-09-25 18:30 | 3.9118 | 3.9118
2021-09-25 19:00 | 3.9118 | 3.9118
2021-09-25 19:30 | 3.6974 | 3.6974
2021-09-25 20:00 | 3.3759 | 3.3759
2021-09-25 20:30 | 3.1616 | 3.1616
2021-09-25 21:00 | 2.9472 | 2.9472
2021-09-25 21:30 | 3.0008 | 3.0008
2021-09-25 22:00 | 2.7329 | 2.7329
2021-09-25 22:30 | 2.5721 | 2.5721
2021-09-25 23:00 | 2.4114 | 2.4114
2021-09-25 23:30 | 2.3578 | 2.3578
2021-09-26 | 2.197 | 2.197
2021-09-26 00:30 | 2.0363 | 2.0363
2021-09-26 01:00 | 2.0899 | 2.0899
2021-09-26 01:30 | 1.8755 | 1.8755
2021-09-26 02:00 | 1.9827 | 1.9827
2021-09-26 02:30 | 1.8755 | 1.8755
2021-09-26 03:00 | 1.8755 | 1.8755
2021-09-26 03:30 | 1.7683 | 1.7683
2021-09-26 04:00 | 1.8219 | 1.8219
2021-09-26 04:30 | 1.8219 | 1.8219
2021-09-26 05:00 | 1.7683 | 1.7683
2021-09-26 05:30 | 1.9291 | 1.9291
2021-09-26 06:00 | 1.8755 | 1.8755
2021-09-26 06:30 | 1.8219 | 1.8219
2021-09-26 07:00 | 1.8755 | 1.8755
2021-09-26 07:30 | 1.7683 | 1.7683
2021-09-26 08:00 | 1.8755 | 1.8755
2021-09-26 08:30 | 1.9291 | 1.9291
2021-09-26 09:00 | 1.6612 | 1.6612
2021-09-26 09:30 | 1.7683 | 1.7683
2021-09-26 10:00 | 1.8219 | 1.8219
2021-09-26 10:30 | 1.9827 | 1.9827
2021-09-26 11:00 | 1.9827 | 1.9827
2021-09-26 11:30 | 2.3042 | 2.3042
2021-09-26 12:00 | 2.4114 | 2.4114
2021-09-26 12:30 | 2.7329 | 2.7329
2021-09-26 13:00 | 2.7329 | 2.7329
2021-09-26 13:30 | 3.0008 | 3.0008
2021-09-26 14:00 | 3.0544 | 3.0544
2021-09-26 14:30 | 3.2687 | 3.2687
2021-09-26 15:00 | 3.3223 | 3.3223
2021-09-26 15:30 | 3.6974 | 3.6974
2021-09-26 16:00 | 3.8046 | 3.8046
2021-09-26 16:30 | 4.0189 | 4.0189
2021-09-26 17:00 | 4.2333 | 4.2333
2021-09-26 17:30 | 4.4476 | 4.4476
2021-09-26 18:00 | 4.4476 | 4.4476
2021-09-26 18:30 | 4.4476 | 4.4476
2021-09-26 19:00 | 4.6084 | 4.6084
2021-09-26 19:30 | 4.1797 | 4.1797
2021-09-26 20:00 | 3.9118 | 3.9118
2021-09-26 20:30 | 3.5367 | 3.5367
2021-09-26 21:00 | 3.3223 | 3.3223
2021-09-26 21:30 | 3.2687 | 3.2687
2021-09-26 22:00 | 2.8401 | 2.8401
2021-09-26 22:30 | 2.6793 | 2.6793
2021-09-26 23:00 | 2.5185 | 2.5185
2021-09-26 23:30 | 2.4114 | 2.4114
2021-09-27 | 2.2506 | 2.2506
2021-09-27 00:30 | 2.197 | 2.197
2021-09-27 01:00 | 2.1434 | 2.1434
2021-09-27 01:30 | 2.0899 | 2.0899
2021-09-27 02:00 | 1.9291 | 1.9291
2021-09-27 02:30 | 1.9827 | 1.9827
2021-09-27 03:00 | 1.8755 | 1.8755
2021-09-27 03:30 | 1.8755 | 1.8755
2021-09-27 04:00 | 1.8219 | 1.8219
2021-09-27 04:30 | 1.9827 | 1.9827
2021-09-27 05:00 | 1.9827 | 1.9827
2021-09-27 05:30 | 2.0899 | 2.0899
2021-09-27 06:00 | 2.3042 | 2.3042
2021-09-27 06:30 | 2.3042 | 2.3042
2021-09-27 07:00 | 2.4114 | 2.4114
2021-09-27 07:30 | 2.3578 | 2.3578
2021-09-27 08:00 | 2.465 | 2.465
2021-09-27 08:30 | 2.3578 | 2.3578
2021-09-27 09:00 | 2.3578 | 2.3578
2021-09-27 09:30 | 2.3042 | 2.3042
2021-09-27 10:00 | 2.197 | 2.197
2021-09-27 10:30 | 2.3042 | 2.3042
2021-09-27 11:00 | 2.3042 | 2.3042
2021-09-27 11:30 | 2.6257 | 2.6257
2021-09-27 12:00 | 2.7865 | 2.7865
2021-09-27 12:30 | 3.0544 | 3.0544
2021-09-27 13:00 | 3.2152 | 3.2152
2021-09-27 13:30 | 3.3759 | 3.3759
2021-09-27 14:00 | 3.3759 | 3.3759
2021-09-27 14:30 | 3.751 | 3.751
2021-09-27 15:00 | 3.9118 | 3.9118
2021-09-27 15:30 | 4.1261 | 4.1261
2021-09-27 16:00 | 4.2869 | 4.2869
2021-09-27 16:30 | 4.3405 | 4.3405
2021-09-27 17:00 | 4.6084 | 4.6084
2021-09-27 17:30 | 4.8227 | 4.8227
2021-09-27 18:00 | 4.8763 | 4.8763
2021-09-27 18:30 | 4.8227 | 4.8227
2021-09-27 19:00 | 4.8227 | 4.8227
2021-09-27 19:30 | 4.662 | 4.662
2021-09-27 20:00 | 4.1797 | 4.1797
2021-09-27 20:30 | 3.8582 | 3.8582
2021-09-27 21:00 | 3.4831 | 3.4831
2021-09-27 21:30 | 3.2687 | 3.2687
2021-09-27 22:00 | 3.0544 | 3.0544
2021-09-27 22:30 | 2.6793 | 2.6793
2021-09-27 23:00 | 2.6257 | 2.6257
2021-09-27 23:30 | 2.465 | 2.465
2021-09-28 | 2.465 | 2.465
2021-09-28 00:30 | 2.2506 | 2.2506
2021-09-28 01:00 | 2.3042 | 2.3042
2021-09-28 01:30 | 2.0899 | 2.0899
2021-09-28 02:00 | 2.0899 | 2.0899
2021-09-28 02:30 | 1.9827 | 1.9827
2021-09-28 03:00 | 1.9827 | 1.9827
2021-09-28 03:30 | 1.9827 | 1.9827
2021-09-28 04:00 | 2.0899 | 2.0899
2021-09-28 04:30 | 1.9291 | 1.9291
2021-09-28 05:00 | 1.9827 | 1.9827
2021-09-28 05:30 | 2.0899 | 2.0899
2021-09-28 06:00 | 2.2506 | 2.2506
2021-09-28 06:30 | 2.3042 | 2.3042
2021-09-28 07:00 | 2.465 | 2.465
2021-09-28 07:30 | 2.2506 | 2.2506
2021-09-28 08:00 | 2.3042 | 2.3042
2021-09-28 08:30 | 2.177 | 2.177
2021-09-28 09:00 | 2.3578 | 2.3578
2021-09-28 09:30 | 2.3042 | 2.3042
2021-09-28 10:00 | 2.3042 | 2.3042
2021-09-28 10:30 | 2.5185 | 2.5185
2021-09-28 11:00 | 2.5185 | 2.5185
2021-09-28 11:30 | 2.6257 | 2.6257
2021-09-28 12:00 | 3.0544 | 3.0544
2021-09-28 12:30 | 3.2152 | 3.2152
2021-09-28 13:00 | 3.4831 | 3.4831
2021-09-28 13:30 | 3.5367 | 3.5367
2021-09-28 14:00 | 3.6438 | 3.6438
2021-09-28 14:30 | 3.8582 | 3.8582
2021-09-28 15:00 | 4.0189 | 4.0189
2021-09-28 15:30 | 4.1261 | 4.1261
2021-09-28 16:00 | 4.4476 | 4.4476
2021-09-28 16:30 | 4.5012 | 4.5012
2021-09-28 17:00 | 4.8227 | 4.8227
2021-09-28 17:30 | 4.7156 | 4.7156
2021-09-28 18:00 | 4.9299 | 4.9299
2021-09-28 18:30 | 4.9835 | 4.9835
2021-09-28 19:00 | 5.2514 | 5.2514
2021-09-28 19:30 | 4.9299 | 4.9299
2021-09-28 20:00 | 4.662 | 4.662
2021-09-28 20:30 | 4.4453 | 4.4453
2021-09-28 21:00 | 4.1797 | 4.1797
2021-09-28 21:30 | 3.9654 | 3.9654
2021-09-28 22:00 | 3.6438 | 3.6438
2021-09-28 22:30 | 3.3759 | 3.3759
2021-09-28 23:00 | 3.1616 | 3.1616
2021-09-28 23:30 | 3.0544 | 3.0544
2021-09-29 | 2.9472 | 2.9472
2021-09-29 00:30 | 2.8401 | 2.8401
2021-09-29 01:00 | 2.8401 | 2.8401
2021-09-29 01:30 | 2.5721 | 2.5721
2021-09-29 02:00 | 2.5185 | 2.5185
2021-09-29 02:30 | 2.5185 | 2.5185
2021-09-29 03:00 | 2.5185 | 2.5185
2021-09-29 03:30 | 2.3578 | 2.3578
2021-09-29 04:00 | 2.3042 | 2.3042
2021-09-29 04:30 | 2.5185 | 2.5185
2021-09-29 05:00 | 2.6257 | 2.6257
2021-09-29 05:30 | 2.6257 | 2.6257
2021-09-29 06:00 | 2.7329 | 2.7329
2021-09-29 06:30 | 2.8401 | 2.8401
2021-09-29 07:00 | 2.8936 | 2.8936
2021-09-29 07:30 | 3.0544 | 3.0544
2021-09-29 08:00 | 3.1018 | 3.1018
2021-09-29 08:30 | 3.108 | 3.108
2021-09-29 09:00 | 3.1616 | 3.1616
2021-09-29 09:30 | 3.0008 | 3.0008
2021-09-29 10:00 | 2.8401 | 2.8401
2021-09-29 10:30 | 2.8936 | 2.8936
2021-09-29 11:00 | 3.1616 | 3.1616
2021-09-29 11:30 | 3.108 | 3.108
2021-09-29 12:00 | 2.8936 | 2.8936
2021-09-29 12:30 | 2.6257 | 2.6257
2021-09-29 13:00 | 2.9472 | 2.9472
2021-09-29 13:30 | 3.0544 | 3.0544
2021-09-29 14:00 | 3.3759 | 3.3759
2021-09-29 14:30 | 3.6438 | 3.6438
2021-09-29 15:00 | 3.9118 | 3.9118
2021-09-29 15:30 | 4.0725 | 4.0725
2021-09-29 16:00 | 4.2869 | 4.2869
2021-09-29 16:30 | 4.3941 | 4.3941
2021-09-29 17:00 | 4.662 | 4.662
2021-09-29 17:30 | 4.7692 | 4.7692
2021-09-29 18:00 | 4.7692 | 4.7692
2021-09-29 18:30 | 4.9835 | 4.9835
2021-09-29 19:00 | 4.9835 | 4.9835
2021-09-29 19:30 | 4.9835 | 4.9835
2021-09-29 20:00 | 4.5548 | 4.5548
2021-09-29 20:30 | 4.3405 | 4.3405
2021-09-29 21:00 | 4.0189 | 4.0189
2021-09-29 21:30 | 3.9118 | 3.9118
2021-09-29 22:00 | 3.4831 | 3.4831
2021-09-29 22:30 | 3.108 | 3.108
2021-09-29 23:00 | 2.9472 | 2.9472
2021-09-29 23:30 | 2.7329 | 2.7329
2021-09-30 | 2.6793 | 2.6793
2021-09-30 00:30 | 2.6257 | 2.6257
2021-09-30 01:00 | 2.5185 | 2.5185
2021-09-30 01:30 | 2.465 | 2.465
2021-09-30 02:00 | 2.4114 | 2.4114
2021-09-30 02:30 | 2.465 | 2.465
2021-09-30 03:00 | 2.3578 | 2.3578
2021-09-30 03:30 | 2.3578 | 2.3578
2021-09-30 04:00 | 2.3042 | 2.3042
2021-09-30 04:30 | 2.4114 | 2.4114
2021-09-30 05:00 | 2.4114 | 2.4114
2021-09-30 05:30 | 2.465 | 2.465
2021-09-30 06:00 | 2.6257 | 2.6257
2021-09-30 06:30 | 2.6257 | 2.6257
2021-09-30 07:00 | 2.5185 | 2.5185
2021-09-30 07:30 | 2.5185 | 2.5185
2021-09-30 08:00 | 2.6257 | 2.6257
2021-09-30 08:30 | 2.4114 | 2.4114
2021-09-30 09:00 | 2.4114 | 2.4114
2021-09-30 09:30 | 2.4114 | 2.4114
2021-09-30 10:00 | 2.5185 | 2.5185
2021-09-30 10:30 | 2.5185 | 2.5185
2021-09-30 11:00 | 2.5721 | 2.5721
2021-09-30 11:30 | 2.7329 | 2.7329
2021-09-30 12:00 | 3.3759 | 3.3759
2021-09-30 12:30 | 3.1616 | 3.1616
2021-09-30 13:00 | 3.9118 | 3.9118
2021-09-30 13:30 | 3.6974 | 3.6974
2021-09-30 14:00 | 4.0189 | 4.0189
2021-09-30 14:30 | 4.4476 | 4.4476
2021-09-30 15:00 | 3.9654 | 3.9654
2021-09-30 15:30 | 3.8046 | 3.8046
2021-09-30 16:00 | 3.5903 | 3.5903
2021-09-30 16:30 | 3.5367 | 3.5367
2021-09-30 17:00 | 3.9118 | 3.9118
2021-09-30 17:30 | 4.0725 | 4.0725
2021-09-30 18:00 | 4.2333 | 4.2333
2021-09-30 18:30 | 4.3649 | 4.3649
2021-09-30 19:00 | 4.5523 | 4.5523
2021-09-30 19:30 | 4.3405 | 4.3405
2021-09-30 20:00 | 4.0189 | 4.0189
2021-09-30 20:30 | 3.8046 | 3.8046
2021-09-30 21:00 | 3.5903 | 3.5903
2021-09-30 21:30 | 3.4831 | 3.4831
2021-09-30 22:00 | 3.2687 | 3.2687
2021-09-30 22:30 | 3.0008 | 3.0008
2021-09-30 23:00 | 2.8936 | 2.8936
2021-09-30 23:30 | 2.6793 | 2.6793
2021-10-01 | 2.5721 | 2.5721
2021-10-01 00:30 | 2.5185 | 2.5185
2021-10-01 01:00 | 2.465 | 2.465
2021-10-01 01:30 | 2.3578 | 2.3578
2021-10-01 02:00 | 2.3042 | 2.3042
2021-10-01 02:30 | 2.3042 | 2.3042
2021-10-01 03:00 | 2.1434 | 2.1434
2021-10-01 03:30 | 2.0899 | 2.0899
2021-10-01 04:00 | 2.0899 | 2.0899
2021-10-01 04:30 | 2.0899 | 2.0899
2021-10-01 05:00 | 2.2506 | 2.2506
2021-10-01 05:30 | 2.3042 | 2.3042
2021-10-01 06:00 | 2.3578 | 2.3578
2021-10-01 06:30 | 2.3042 | 2.3042
2021-10-01 07:00 | 2.3578 | 2.3578
2021-10-01 07:30 | 2.4114 | 2.4114
2021-10-01 08:00 | 2.465 | 2.465
2021-10-01 08:30 | 2.3042 | 2.3042
2021-10-01 09:00 | 2.1434 | 2.1434
2021-10-01 09:30 | 2.197 | 2.197
2021-10-01 10:00 | 2.0899 | 2.0899
2021-10-01 10:30 | 2.1434 | 2.1434
2021-10-01 11:00 | 2.197 | 2.197
2021-10-01 11:30 | 2.4114 | 2.4114
2021-10-01 12:00 | 2.5185 | 2.5185
2021-10-01 12:30 | 2.6257 | 2.6257
2021-10-01 13:00 | 2.7329 | 2.7329
2021-10-01 13:30 | 2.9472 | 2.9472
2021-10-01 14:00 | 3.108 | 3.108
2021-10-01 14:30 | 3.3759 | 3.3759
2021-10-01 15:00 | 3.3759 | 3.3759
2021-10-01 15:30 | 3.6438 | 3.6438
2021-10-01 16:00 | 3.7303 | 3.7303
2021-10-01 16:30 | 3.9118 | 3.9118
2021-10-01 17:00 | 4.0189 | 4.0189
2021-10-01 17:30 | 4.3405 | 4.3405
2021-10-01 18:00 | 4.1797 | 4.1797
2021-10-01 18:30 | 4.1797 | 4.1797
2021-10-01 19:00 | 4.2333 | 4.2333
2021-10-01 19:30 | 4.0189 | 4.0189
2021-10-01 20:00 | 3.8582 | 3.8582
2021-10-01 20:30 | 3.5367 | 3.5367
2021-10-01 21:00 | 3.3223 | 3.3223
2021-10-01 21:30 | 3.2687 | 3.2687
2021-10-01 22:00 | 2.9472 | 2.9472
2021-10-01 22:30 | 2.7329 | 2.7329
2021-10-01 23:00 | 2.5721 | 2.5721
2021-10-01 23:30 | 2.3578 | 2.3578
2021-10-02 | 2.3042 | 2.3042
2021-10-02 00:30 | 2.3042 | 2.3042
2021-10-02 01:00 | 2.0899 | 2.0899
2021-10-02 01:30 | 2.0899 | 2.0899
2021-10-02 02:00 | 1.9827 | 1.9827
2021-10-02 02:30 | 1.9291 | 1.9291
2021-10-02 03:00 | 1.9291 | 1.9291
2021-10-02 03:30 | 1.8755 | 1.8755
2021-10-02 04:00 | 1.9291 | 1.9291
2021-10-02 04:30 | 1.8755 | 1.8755
2021-10-02 05:00 | 1.9291 | 1.9291
2021-10-02 05:30 | 1.9827 | 1.9827
2021-10-02 06:00 | 1.9827 | 1.9827
2021-10-02 06:30 | 2.0363 | 2.0363
2021-10-02 07:00 | 1.9827 | 1.9827
2021-10-02 07:30 | 2.0899 | 2.0899
2021-10-02 08:00 | 1.7683 | 1.7683
2021-10-02 08:30 | 1.8755 | 1.8755
2021-10-02 09:00 | 1.7683 | 1.7683
2021-10-02 09:30 | 1.6612 | 1.6612
2021-10-02 10:00 | 1.7683 | 1.7683
2021-10-02 10:30 | 1.8367 | 1.8367
2021-10-02 11:00 | 1.9291 | 1.9291
2021-10-02 11:30 | 2.2506 | 2.2506
2021-10-02 12:00 | 2.2506 | 2.2506
2021-10-02 12:30 | 2.4114 | 2.4114
2021-10-02 13:00 | 2.465 | 2.465
2021-10-02 13:30 | 2.6257 | 2.6257
2021-10-02 14:00 | 2.8936 | 2.8936
2021-10-02 14:30 | 3.108 | 3.108
2021-10-02 15:00 | 3.1616 | 3.1616
2021-10-02 15:30 | 3.3759 | 3.3759
2021-10-02 16:00 | 3.4831 | 3.4831
2021-10-02 16:30 | 3.9118 | 3.9118
2021-10-02 17:00 | 4.0189 | 4.0189
2021-10-02 17:30 | 4.2333 | 4.2333
2021-10-02 18:00 | 4.1261 | 4.1261
2021-10-02 18:30 | 4.2869 | 4.2869
2021-10-02 19:00 | 4.2333 | 4.2333
2021-10-02 19:30 | 4.0189 | 4.0189
2021-10-02 20:00 | 3.8046 | 3.8046
2021-10-02 20:30 | 3.4831 | 3.4831
2021-10-02 21:00 | 3.2152 | 3.2152
2021-10-02 21:30 | 3.108 | 3.108
2021-10-02 22:00 | 2.8401 | 2.8401
2021-10-02 22:30 | 2.5721 | 2.5721
2021-10-02 23:00 | 2.3578 | 2.3578
2021-10-02 23:30 | 2.2506 | 2.2506
2021-10-03 | 2.197 | 2.197
2021-10-03 00:30 | 2.197 | 2.197
2021-10-03 01:00 | 2.0899 | 2.0899
2021-10-03 01:30 | 1.9827 | 1.9827
2021-10-03 02:00 | 1.8755 | 1.8755
2021-10-03 02:30 | 1.8755 | 1.8755
2021-10-03 03:00 | 1.8755 | 1.8755
2021-10-03 03:30 | 1.8755 | 1.8755
2021-10-03 04:00 | 1.8755 | 1.8755
2021-10-03 04:30 | 1.7683 | 1.7683
2021-10-03 05:00 | 1.8755 | 1.8755
2021-10-03 05:30 | 1.8755 | 1.8755
2021-10-03 06:00 | 1.8755 | 1.8755
2021-10-03 06:30 | 1.8755 | 1.8755
2021-10-03 07:00 | 1.9291 | 1.9291
2021-10-03 07:30 | 1.8755 | 1.8755
2021-10-03 08:00 | 1.8755 | 1.8755
2021-10-03 08:30 | 1.8219 | 1.8219
2021-10-03 09:00 | 1.9291 | 1.9291
2021-10-03 09:30 | 1.9827 | 1.9827
2021-10-03 10:00 | 2.197 | 2.197
2021-10-03 10:30 | 2.3042 | 2.3042
2021-10-03 11:00 | 2.6257 | 2.6257
2021-10-03 11:30 | 2.7865 | 2.7865
2021-10-03 12:00 | 3.0008 | 3.0008
2021-10-03 12:30 | 3.2687 | 3.2687
2021-10-03 13:00 | 3.3759 | 3.3759
2021-10-03 13:30 | 3.6438 | 3.6438
2021-10-03 14:00 | 3.8046 | 3.8046
2021-10-03 14:30 | 4.0189 | 4.0189
2021-10-03 15:00 | 4.2333 | 4.2333
2021-10-03 15:30 | 4.662 | 4.662
2021-10-03 16:00 | 4.662 | 4.662
2021-10-03 16:30 | 4.9299 | 4.9299
2021-10-03 17:00 | 5.1978 | 5.1978
2021-10-03 17:30 | 5.3586 | 5.3586
2021-10-03 18:00 | 5.4122 | 5.4122
2021-10-03 18:30 | 5.305 | 5.305
2021-10-03 19:00 | 5.4122 | 5.4122
2021-10-03 19:30 | 5.0907 | 5.0907
2021-10-03 20:00 | 4.7692 | 4.7692
2021-10-03 20:30 | 4.3405 | 4.3405
2021-10-03 21:00 | 4.1261 | 4.1261
2021-10-03 21:30 | 3.8046 | 3.8046
2021-10-03 22:00 | 3.644 | 3.644
2021-10-03 22:30 | 3.4831 | 3.4831
2021-10-03 23:00 | 3.2687 | 3.2687
2021-10-03 23:30 | 3.0544 | 3.0544
2021-10-04 | 2.9472 | 2.9472
2021-10-04 00:30 | 2.8401 | 2.8401
2021-10-04 01:00 | 2.6793 | 2.6793
2021-10-04 01:30 | 2.465 | 2.465
2021-10-04 02:00 | 2.465 | 2.465
2021-10-04 02:30 | 2.465 | 2.465
2021-10-04 03:00 | 2.2506 | 2.2506
2021-10-04 03:30 | 2.2506 | 2.2506
2021-10-04 04:00 | 2.197 | 2.197
2021-10-04 04:30 | 2.3042 | 2.3042
2021-10-04 05:00 | 2.4114 | 2.4114
2021-10-04 05:30 | 2.4114 | 2.4114
2021-10-04 06:00 | 2.5185 | 2.5185
2021-10-04 06:30 | 2.3578 | 2.3578
2021-10-04 07:00 | 2.4114 | 2.4114
2021-10-04 07:30 | 2.4114 | 2.4114
2021-10-04 08:00 | 2.197 | 2.197
2021-10-04 08:30 | 2.3042 | 2.3042
2021-10-04 09:00 | 2.0899 | 2.0899
2021-10-04 09:30 | 2.3042 | 2.3042
2021-10-04 10:00 | 2.197 | 2.197
2021-10-04 10:30 | 2.465 | 2.465
2021-10-04 11:00 | 2.6793 | 2.6793
2021-10-04 11:30 | 2.8401 | 2.8401
2021-10-04 12:00 | 2.8936 | 2.8936
2021-10-04 12:30 | 3.108 | 3.108
2021-10-04 13:00 | 3.1616 | 3.1616
2021-10-04 13:30 | 3.3759 | 3.3759
2021-10-04 14:00 | 3.4831 | 3.4831
2021-10-04 14:30 | 3.751 | 3.751
2021-10-04 15:00 | 3.9118 | 3.9118
2021-10-04 15:30 | 4.1797 | 4.1797
2021-10-04 16:00 | 4.3405 | 4.3405
2021-10-04 16:30 | 4.3405 | 4.3405
2021-10-04 17:00 | 4.662 | 4.662
2021-10-04 17:30 | 4.7156 | 4.7156
2021-10-04 18:00 | 4.7156 | 4.7156
2021-10-04 18:30 | 4.7156 | 4.7156
2021-10-04 19:00 | 4.7692 | 4.7692
2021-10-04 19:30 | 4.5012 | 4.5012
2021-10-04 20:00 | 4.3405 | 4.3405
2021-10-04 20:30 | 3.9654 | 3.9654
2021-10-04 21:00 | 3.5903 | 3.5903
2021-10-04 21:30 | 3.3759 | 3.3759
2021-10-04 22:00 | 3.108 | 3.108
2021-10-04 22:30 | 2.8936 | 2.8936
2021-10-04 23:00 | 2.7329 | 2.7329
2021-10-04 23:30 | 2.6793 | 2.6793
2021-10-05 | 2.5721 | 2.5721
2021-10-05 00:30 | 2.4114 | 2.4114
2021-10-05 01:00 | 2.3578 | 2.3578
2021-10-05 01:30 | 2.197 | 2.197
2021-10-05 02:00 | 2.197 | 2.197
2021-10-05 02:30 | 2.0899 | 2.0899
2021-10-05 03:00 | 2.0899 | 2.0899
2021-10-05 03:30 | 2.0363 | 2.0363
2021-10-05 04:00 | 2.0899 | 2.0899
2021-10-05 04:30 | 2.0363 | 2.0363
2021-10-05 05:00 | 2.0899 | 2.0899
2021-10-05 05:30 | 2.197 | 2.197
2021-10-05 06:00 | 2.3042 | 2.3042
2021-10-05 06:30 | 2.4114 | 2.4114
2021-10-05 07:00 | 2.5185 | 2.5185
2021-10-05 07:30 | 2.7329 | 2.7329
2021-10-05 08:00 | 2.5185 | 2.5185
2021-10-05 08:30 | 2.3042 | 2.3042
2021-10-05 09:00 | 2.465 | 2.465
2021-10-05 09:30 | 2.197 | 2.197
2021-10-05 10:00 | 2.3042 | 2.3042
2021-10-05 10:30 | 2.2506 | 2.2506
2021-10-05 11:00 | 2.3042 | 2.3042
2021-10-05 11:30 | 2.4114 | 2.4114
2021-10-05 12:00 | 2.5721 | 2.5721
2021-10-05 12:30 | 2.8401 | 2.8401
2021-10-05 13:00 | 2.9472 | 2.9472
2021-10-05 13:30 | 3.0544 | 3.0544
2021-10-05 14:00 | 3.2152 | 3.2152
2021-10-05 14:30 | 3.5367 | 3.5367
2021-10-05 15:00 | 3.6974 | 3.6974
2021-10-05 15:30 | 3.9118 | 3.9118
2021-10-05 16:00 | 4.1261 | 4.1261
2021-10-05 16:30 | 4.4476 | 4.4476
2021-10-05 17:00 | 4.5548 | 4.5548
2021-10-05 17:30 | 4.6618 | 4.6618
2021-10-05 18:00 | 4.662 | 4.662
2021-10-05 18:30 | 4.7156 | 4.7156
2021-10-05 19:00 | 4.9299 | 4.9299
2021-10-05 19:30 | 4.6084 | 4.6084
2021-10-05 20:00 | 4.3405 | 4.3405
2021-10-05 20:30 | 3.9118 | 3.9118
2021-10-05 21:00 | 3.6438 | 3.6438
2021-10-05 21:30 | 3.6438 | 3.6438
2021-10-05 22:00 | 3.2697 | 3.2697
2021-10-05 22:30 | 3.0008 | 3.0008
2021-10-05 23:00 | 2.8401 | 2.8401
2021-10-05 23:30 | 2.6793 | 2.6793
2021-10-06 | 2.5721 | 2.5721
2021-10-06 00:30 | 2.465 | 2.465
2021-10-06 01:00 | 2.465 | 2.465
2021-10-06 01:30 | 2.3042 | 2.3042
2021-10-06 02:00 | 2.3042 | 2.3042
2021-10-06 02:30 | 2.0899 | 2.0899
2021-10-06 03:00 | 2.0899 | 2.0899
2021-10-06 03:30 | 2.0899 | 2.0899
2021-10-06 04:00 | 2.197 | 2.197
2021-10-06 04:30 | 2.1434 | 2.1434
2021-10-06 05:00 | 2.3042 | 2.3042
2021-10-06 05:30 | 2.3043 | 2.3043
2021-10-06 06:00 | 2.465 | 2.465
2021-10-06 06:30 | 2.4114 | 2.4114
2021-10-06 07:00 | 2.7329 | 2.7329
2021-10-06 07:30 | 2.8401 | 2.8401
2021-10-06 08:00 | 2.5185 | 2.5185
2021-10-06 08:30 | 2.3042 | 2.3042
2021-10-06 09:00 | 2.465 | 2.465
2021-10-06 09:30 | 2.4114 | 2.4114
2021-10-06 10:00 | 2.4114 | 2.4114
2021-10-06 10:30 | 2.7329 | 2.7329
2021-10-06 11:00 | 2.5721 | 2.5721
2021-10-06 11:30 | 2.9472 | 2.9472
2021-10-06 12:00 | 3.1616 | 3.1616
2021-10-06 12:30 | 3.5903 | 3.5903
2021-10-06 13:00 | 3.6438 | 3.6438
2021-10-06 13:30 | 3.9118 | 3.9118
2021-10-06 14:00 | 3.9654 | 3.9654
2021-10-06 14:30 | 4.4983 | 4.4983
2021-10-06 15:00 | 4.4476 | 4.4476
2021-10-06 15:30 | 4.662 | 4.662
2021-10-06 16:00 | 4.8763 | 4.8763
2021-10-06 16:30 | 4.9835 | 4.9835
2021-10-06 17:00 | 5.305 | 5.305
2021-10-06 17:30 | 5.305 | 5.305
2021-10-06 18:00 | 5.5194 | 5.5194
2021-10-06 18:30 | 5.6265 | 5.6265
2021-10-06 19:00 | 5.5194 | 5.5194
2021-10-06 19:30 | 5.1978 | 5.1978
2021-10-06 20:00 | 4.8227 | 4.8227
2021-10-06 20:30 | 4.2333 | 4.2333
2021-10-06 21:00 | 3.8582 | 3.8582
2021-10-06 21:30 | 3.751 | 3.751
2021-10-06 22:00 | 3.5903 | 3.5903
2021-10-06 22:30 | 3.2687 | 3.2687
2021-10-06 23:00 | 3.108 | 3.108
2021-10-06 23:30 | 2.8401 | 2.8401
2021-10-07 | 2.6257 | 2.6257
2021-10-07 00:30 | 2.5721 | 2.5721
2021-10-07 01:00 | 2.3578 | 2.3578
2021-10-07 01:30 | 2.3578 | 2.3578
2021-10-07 02:00 | 2.3042 | 2.3042
2021-10-07 02:30 | 2.197 | 2.197
2021-10-07 03:00 | 2.0899 | 2.0899
2021-10-07 03:30 | 2.197 | 2.197
2021-10-07 04:00 | 2.0899 | 2.0899
2021-10-07 04:30 | 2.0899 | 2.0899
2021-10-07 05:00 | 2.197 | 2.197
2021-10-07 05:30 | 2.197 | 2.197
2021-10-07 06:00 | 2.3042 | 2.3042
2021-10-07 06:30 | 2.4114 | 2.4114
2021-10-07 07:00 | 2.5185 | 2.5185
2021-10-07 07:30 | 2.6257 | 2.6257
2021-10-07 08:00 | 2.7329 | 2.7329
2021-10-07 08:30 | 2.7329 | 2.7329
2021-10-07 09:00 | 2.8401 | 2.8401
2021-10-07 09:30 | 3.0544 | 3.0544
2021-10-07 10:00 | 3.2687 | 3.2687
2021-10-07 10:30 | 3.3223 | 3.3223
2021-10-07 11:00 | 3.6974 | 3.6974
2021-10-07 11:30 | 3.9118 | 3.9118
2021-10-07 12:00 | 4.1261 | 4.1261
2021-10-07 12:30 | 4.3405 | 4.3405
2021-10-07 13:00 | 4.5548 | 4.5548
2021-10-07 13:30 | 4.5012 | 4.5012
2021-10-07 14:00 | 4.8227 | 4.8227
2021-10-07 14:30 | 5.2514 | 5.2514
2021-10-07 15:00 | 5.305 | 5.305
2021-10-07 15:30 | 5.4122 | 5.4122
2021-10-07 16:00 | 5.1719 | 5.1719
2021-10-07 16:30 | 5.4122 | 5.4122
2021-10-07 17:00 | 5.5194 | 5.5194
2021-10-07 17:30 | 5.7873 | 5.7873
2021-10-07 18:00 | 5.7873 | 5.7873
2021-10-07 18:30 | 5.7873 | 5.7873
2021-10-07 19:00 | 6.0552 | 6.0552
2021-10-07 19:30 | 5.7337 | 5.7337
2021-10-07 20:00 | 5.2759 | 5.2759
2021-10-07 20:30 | 4.8227 | 4.8227
2021-10-07 21:00 | 4.5548 | 4.5548
2021-10-07 21:30 | 4.2333 | 4.2333
2021-10-07 22:00 | 3.9654 | 3.9654
2021-10-07 22:30 | 3.5903 | 3.5903
2021-10-07 23:00 | 3.3759 | 3.3759
2021-10-07 23:30 | 3.2152 | 3.2152
2021-10-08 | 3.1616 | 3.1616
2021-10-08 00:30 | 2.9472 | 2.9472
2021-10-08 01:00 | 2.8401 | 2.8401
2021-10-08 01:30 | 2.6257 | 2.6257
2021-10-08 02:00 | 2.5721 | 2.5721
2021-10-08 02:30 | 2.6257 | 2.6257
2021-10-08 03:00 | 2.6257 | 2.6257
2021-10-08 03:30 | 2.4114 | 2.4114
2021-10-08 04:00 | 2.5185 | 2.5185
2021-10-08 04:30 | 2.5185 | 2.5185
2021-10-08 05:00 | 2.6257 | 2.6257
2021-10-08 05:30 | 2.5721 | 2.5721
2021-10-08 06:00 | 2.6257 | 2.6257
2021-10-08 06:30 | 2.6257 | 2.6257
2021-10-08 07:00 | 2.6793 | 2.6793
2021-10-08 07:30 | 2.8401 | 2.8401
2021-10-08 08:00 | 2.9472 | 2.9472
2021-10-08 08:30 | 3.0544 | 3.0544
2021-10-08 09:00 | 3.0008 | 3.0008
2021-10-08 09:30 | 3.2152 | 3.2152
2021-10-08 10:00 | 3.4295 | 3.4295
2021-10-08 10:30 | 3.4831 | 3.4831
2021-10-08 11:00 | 3.6974 | 3.6974
2021-10-08 11:30 | 3.9118 | 3.9118
2021-10-08 12:00 | 4.0725 | 4.0725
2021-10-08 12:30 | 4.3405 | 4.3405
2021-10-08 13:00 | 4.3941 | 4.3941
2021-10-08 13:30 | 4.7692 | 4.7692
2021-10-08 14:00 | 4.662 | 4.662
2021-10-08 14:30 | 5.4122 | 5.4122
2021-10-08 15:00 | 5.1978 | 5.1978
2021-10-08 15:30 | 5.0371 | 5.0371
2021-10-08 16:00 | 5.6801 | 5.6801
2021-10-08 16:30 | 5.6265 | 5.6265
2021-10-08 17:00 | 5.6801 | 5.6801
2021-10-08 17:30 | 5.6801 | 5.6801
2021-10-08 18:00 | 5.6265 | 5.6265
2021-10-08 18:30 | 5.5194 | 5.5194
2021-10-08 19:00 | 5.6265 | 5.6265
2021-10-08 19:30 | 5.5194 | 5.5194
2021-10-08 20:00 | 4.9835 | 4.9835
2021-10-08 20:30 | 4.7692 | 4.7692
2021-10-08 21:00 | 4.3405 | 4.3405
2021-10-08 21:30 | 4.2869 | 4.2869
2021-10-08 22:00 | 3.8582 | 3.8582
2021-10-08 22:30 | 3.6974 | 3.6974
2021-10-08 23:00 | 3.4831 | 3.4831
2021-10-08 23:30 | 3.3759 | 3.3759
2021-10-09 | 3.0544 | 3.0544
2021-10-09 00:30 | 2.9472 | 2.9472
2021-10-09 01:00 | 2.8401 | 2.8401
2021-10-09 01:30 | 2.7329 | 2.7329
2021-10-09 02:00 | 2.6257 | 2.6257
2021-10-09 02:30 | 2.5721 | 2.5721
2021-10-09 03:00 | 2.465 | 2.465
2021-10-09 03:30 | 2.4114 | 2.4114
2021-10-09 04:00 | 2.3578 | 2.3578
2021-10-09 04:30 | 2.465 | 2.465
2021-10-09 05:00 | 2.3042 | 2.3042
2021-10-09 05:30 | 2.5185 | 2.5185
2021-10-09 06:00 | 2.3042 | 2.3042
2021-10-09 06:30 | 2.4114 | 2.4114
2021-10-09 07:00 | 2.3042 | 2.3042
2021-10-09 07:30 | 2.4114 | 2.4114
2021-10-09 08:00 | 2.6257 | 2.6257
2021-10-09 08:30 | 2.7329 | 2.7329
2021-10-09 09:00 | 2.6257 | 2.6257
2021-10-09 09:30 | 2.8401 | 2.8401
2021-10-09 10:00 | 2.9472 | 2.9472
2021-10-09 10:30 | 3.1616 | 3.1616
2021-10-09 11:00 | 3.3759 | 3.3759
2021-10-09 11:30 | 3.6974 | 3.6974
2021-10-09 12:00 | 4.0189 | 4.0189
2021-10-09 12:30 | 4.0725 | 4.0725
2021-10-09 13:00 | 4.2333 | 4.2333
2021-10-09 13:30 | 4.2333 | 4.2333
2021-10-09 14:00 | 4.3405 | 4.3405
2021-10-09 14:30 | 4.662 | 4.662
2021-10-09 15:00 | 4.7692 | 4.7692
2021-10-09 15:30 | 4.7692 | 4.7692
2021-10-09 16:00 | 5.1978 | 5.1978
2021-10-09 16:30 | 5.3586 | 5.3586
2021-10-09 17:00 | 5.5194 | 5.5194
2021-10-09 17:30 | 5.6265 | 5.6265
2021-10-09 18:00 | 5.7337 | 5.7337
2021-10-09 18:30 | 5.7337 | 5.7337
2021-10-09 19:00 | 5.7337 | 5.7337
2021-10-09 19:30 | 5.4658 | 5.4658
2021-10-09 20:00 | 5.0907 | 5.0907
2021-10-09 20:30 | 4.8227 | 4.8227
2021-10-09 21:00 | 4.4476 | 4.4476
2021-10-09 21:30 | 4.3405 | 4.3405
2021-10-09 22:00 | 4.0189 | 4.0189
2021-10-09 22:30 | 3.9654 | 3.9654
2021-10-09 23:00 | 3.751 | 3.751
2021-10-09 23:30 | 3.6974 | 3.6974
2021-10-10 | 3.5367 | 3.5367
2021-10-10 00:30 | 3.4831 | 3.4831
2021-10-10 01:00 | 3.3223 | 3.3223
2021-10-10 01:30 | 3.3223 | 3.3223
2021-10-10 02:00 | 3.108 | 3.108
2021-10-10 02:30 | 3.108 | 3.108
2021-10-10 03:00 | 2.8401 | 2.8401
2021-10-10 03:30 | 2.8936 | 2.8936
2021-10-10 04:00 | 2.6793 | 2.6793
2021-10-10 04:30 | 2.7329 | 2.7329
2021-10-10 05:00 | 2.6793 | 2.6793
2021-10-10 05:30 | 2.7329 | 2.7329
2021-10-10 06:00 | 2.5721 | 2.5721
2021-10-10 06:30 | 2.7865 | 2.7865
2021-10-10 07:00 | 2.9472 | 2.9472
2021-10-10 07:30 | 3.0544 | 3.0544
2021-10-10 08:00 | 3.0008 | 3.0008
2021-10-10 08:30 | 2.7865 | 2.7865
2021-10-10 09:00 | 2.9472 | 2.9472
2021-10-10 09:30 | 2.9472 | 2.9472
2021-10-10 10:00 | 3.0544 | 3.0544
2021-10-10 10:30 | 3.751 | 3.751
2021-10-10 11:00 | 3.5367 | 3.5367
2021-10-10 11:30 | 3.6974 | 3.6974
2021-10-10 12:00 | 4.1797 | 4.1797
2021-10-10 12:30 | 3.9654 | 3.9654
2021-10-10 13:00 | 4.5548 | 4.5548
2021-10-10 13:30 | 4.2869 | 4.2869
2021-10-10 14:00 | 3.4295 | 3.4295
2021-10-10 14:30 | 3.6974 | 3.6974
2021-10-10 15:00 | 3.5903 | 3.5903
2021-10-10 15:30 | 4.0189 | 4.0189
2021-10-10 16:00 | 4.0189 | 4.0189
2021-10-10 16:30 | 4.3941 | 4.3941
2021-10-10 17:00 | 4.1797 | 4.1797
2021-10-10 17:30 | 4.5012 | 4.5012
2021-10-10 18:00 | 4.6084 | 4.6084
2021-10-10 18:30 | 4.5012 | 4.5012
2021-10-10 19:00 | 4.5548 | 4.5548
2021-10-10 19:30 | 4.4476 | 4.4476
2021-10-10 20:00 | 4.1797 | 4.1797
2021-10-10 20:30 | 4.0189 | 4.0189
2021-10-10 21:00 | 3.8046 | 3.8046
2021-10-10 21:30 | 3.5903 | 3.5903
2021-10-10 22:00 | 3.3759 | 3.3759
2021-10-10 22:30 | 3.0544 | 3.0544
2021-10-10 23:00 | 2.9472 | 2.9472
2021-10-10 23:30 | 2.8401 | 2.8401
2021-10-11 | 2.7329 | 2.7329
2021-10-11 00:30 | 2.6793 | 2.6793
2021-10-11 01:00 | 2.5185 | 2.5185
2021-10-11 01:30 | 2.5185 | 2.5185
2021-10-11 02:00 | 2.3578 | 2.3578
2021-10-11 02:30 | 2.3042 | 2.3042
2021-10-11 03:00 | 2.3042 | 2.3042
2021-10-11 03:30 | 2.3042 | 2.3042
2021-10-11 04:00 | 2.3578 | 2.3578
2021-10-11 04:30 | 2.3578 | 2.3578
2021-10-11 05:00 | 2.4114 | 2.4114
2021-10-11 05:30 | 2.465 | 2.465
2021-10-11 06:00 | 2.6257 | 2.6257
2021-10-11 06:30 | 2.7329 | 2.7329
2021-10-11 07:00 | 2.8401 | 2.8401
2021-10-11 07:30 | 2.8936 | 2.8936
2021-10-11 08:00 | 3.0008 | 3.0008
2021-10-11 08:30 | 2.8401 | 2.8401
2021-10-11 09:00 | 2.8401 | 2.8401
2021-10-11 09:30 | 2.8401 | 2.8401
2021-10-11 10:00 | 2.7329 | 2.7329
2021-10-11 10:30 | 2.8401 | 2.8401
2021-10-11 11:00 | 2.6257 | 2.6257
2021-10-11 11:30 | 2.6257 | 2.6257
2021-10-11 12:00 | 2.5721 | 2.5721
2021-10-11 12:30 | 2.4114 | 2.4114
2021-10-11 13:00 | 2.4114 | 2.4114
2021-10-11 13:30 | 2.3042 | 2.3042
2021-10-11 14:00 | 2.1434 | 2.1434
2021-10-11 14:30 | 2.0899 | 2.0899
2021-10-11 15:00 | 2.0899 | 2.0899
2021-10-11 15:30 | 2.465 | 2.465
2021-10-11 16:00 | 2.6793 | 2.6793
2021-10-11 16:30 | 3.0544 | 3.0544
2021-10-11 17:00 | 3.1616 | 3.1616
2021-10-11 17:30 | 3.4341 | 3.4341
2021-10-11 18:00 | 3.2687 | 3.2687
2021-10-11 18:30 | 3.4831 | 3.4831
2021-10-11 19:00 | 3.6438 | 3.6438
2021-10-11 19:30 | 3.6974 | 3.6974
2021-10-11 20:00 | 3.4831 | 3.4831
2021-10-11 20:30 | 3.3759 | 3.3759
2021-10-11 21:00 | 3.0008 | 3.0008
2021-10-11 21:30 | 3.0544 | 3.0544
2021-10-11 22:00 | 2.7329 | 2.7329
2021-10-11 22:30 | 2.5185 | 2.5185
2021-10-11 23:00 | 2.3042 | 2.3042
2021-10-11 23:30 | 2.2506 | 2.2506
2021-10-12 | 2.1434 | 2.1434
2021-10-12 00:30 | 2.1434 | 2.1434
2021-10-12 01:00 | 2.0899 | 2.0899
2021-10-12 01:30 | 1.9827 | 1.9827
2021-10-12 02:00 | 1.9827 | 1.9827
2021-10-12 02:30 | 1.9291 | 1.9291
2021-10-12 03:00 | 1.9291 | 1.9291
2021-10-12 03:30 | 1.8755 | 1.8755
2021-10-12 04:00 | 1.8755 | 1.8755
2021-10-12 04:30 | 1.9291 | 1.9291
2021-10-12 05:00 | 1.9827 | 1.9827
2021-10-12 05:30 | 2.0899 | 2.0899
2021-10-12 06:00 | 2.0899 | 2.0899
2021-10-12 06:30 | 2.3042 | 2.3042
2021-10-12 07:00 | 2.3578 | 2.3578
2021-10-12 07:30 | 2.5721 | 2.5721
2021-10-12 08:00 | 2.3042 | 2.3042
2021-10-12 08:30 | 2.197 | 2.197
2021-10-12 09:00 | 2.0363 | 2.0363
2021-10-12 09:30 | 2.1434 | 2.1434
2021-10-12 10:00 | 1.9827 | 1.9827
2021-10-12 10:30 | 2.197 | 2.197
2021-10-12 11:00 | 2.2506 | 2.2506
2021-10-12 11:30 | 2.4114 | 2.4114
2021-10-12 12:00 | 2.5721 | 2.5721
2021-10-12 12:30 | 2.8401 | 2.8401
2021-10-12 13:00 | 2.9472 | 2.9472
2021-10-12 13:30 | 3.0544 | 3.0544
2021-10-12 14:00 | 3.1616 | 3.1616
2021-10-12 14:30 | 3.2687 | 3.2687
2021-10-12 15:00 | 3.5367 | 3.5367
2021-10-12 15:30 | 3.8582 | 3.8582
2021-10-12 16:00 | 3.9118 | 3.9118
2021-10-12 16:30 | 4.3941 | 4.3941
2021-10-12 17:00 | 4.3941 | 4.3941
2021-10-12 17:30 | 4.662 | 4.662
2021-10-12 18:00 | 4.5548 | 4.5548
2021-10-12 18:30 | 4.6084 | 4.6084
2021-10-12 19:00 | 4.7692 | 4.7692
2021-10-12 19:30 | 4.5548 | 4.5548
2021-10-12 20:00 | 4.4106 | 4.4106
2021-10-12 20:30 | 3.9654 | 3.9654
2021-10-12 21:00 | 3.751 | 3.751
2021-10-12 21:30 | 3.5903 | 3.5903
2021-10-12 22:00 | 3.2687 | 3.2687
2021-10-12 22:30 | 3.0544 | 3.0544
2021-10-12 23:00 | 2.8401 | 2.8401
2021-10-12 23:30 | 2.7329 | 2.7329
2021-10-13 | 2.6257 | 2.6257
2021-10-13 00:30 | 2.465 | 2.465
2021-10-13 01:00 | 2.465 | 2.465
2021-10-13 01:30 | 2.3042 | 2.3042
2021-10-13 02:00 | 2.3578 | 2.3578
2021-10-13 02:30 | 2.2506 | 2.2506
2021-10-13 03:00 | 2.197 | 2.197
2021-10-13 03:30 | 2.2506 | 2.2506
2021-10-13 04:00 | 2.0899 | 2.0899
2021-10-13 04:30 | 2.2506 | 2.2506
2021-10-13 05:00 | 2.197 | 2.197
2021-10-13 05:30 | 2.2506 | 2.2506
2021-10-13 06:00 | 2.4114 | 2.4114
2021-10-13 06:30 | 2.5185 | 2.5185
2021-10-13 07:00 | 2.4114 | 2.4114
2021-10-13 07:30 | 2.6257 | 2.6257
2021-10-13 08:00 | 2.7865 | 2.7865
2021-10-13 08:30 | 2.8401 | 2.8401
2021-10-13 09:00 | 2.465 | 2.465
2021-10-13 09:30 | 2.197 | 2.197
2021-10-13 10:00 | 2.5185 | 2.5185
2021-10-13 10:30 | 2.4114 | 2.4114
2021-10-13 11:00 | 2.5185 | 2.5185
2021-10-13 11:30 | 2.9472 | 2.9472
2021-10-13 12:00 | 3.108 | 3.108
2021-10-13 12:30 | 3.4831 | 3.4831
2021-10-13 13:00 | 3.4831 | 3.4831
2021-10-13 13:30 | 4.1261 | 4.1261
2021-10-13 14:00 | 3.9118 | 3.9118
2021-10-13 14:30 | 4.1261 | 4.1261
2021-10-13 15:00 | 4.0725 | 4.0725
2021-10-13 15:30 | 4.662 | 4.662
2021-10-13 16:00 | 4.7692 | 4.7692
2021-10-13 16:30 | 4.662 | 4.662
2021-10-13 17:00 | 4.8763 | 4.8763
2021-10-13 17:30 | 4.5548 | 4.5548
2021-10-13 18:00 | 4.662 | 4.662
2021-10-13 18:30 | 4.7692 | 4.7692
2021-10-13 19:00 | 4.8763 | 4.8763
2021-10-13 19:30 | 4.5857 | 4.5857
2021-10-13 20:00 | 4.5012 | 4.5012
2021-10-13 20:30 | 4.2333 | 4.2333
2021-10-13 21:00 | 3.9654 | 3.9654
2021-10-13 21:30 | 3.8046 | 3.8046
2021-10-13 22:00 | 3.3759 | 3.3759
2021-10-13 22:30 | 3.1616 | 3.1616
2021-10-13 23:00 | 2.9472 | 2.9472
2021-10-13 23:30 | 2.7865 | 2.7865
2021-10-14 | 2.6257 | 2.6257
2021-10-14 00:30 | 2.5721 | 2.5721
2021-10-14 01:00 | 2.5721 | 2.5721
2021-10-14 01:30 | 2.4114 | 2.4114
2021-10-14 02:00 | 2.4114 | 2.4114
2021-10-14 02:30 | 2.3042 | 2.3042
2021-10-14 03:00 | 2.3042 | 2.3042
2021-10-14 03:30 | 2.3042 | 2.3042
2021-10-14 04:00 | 2.3042 | 2.3042
2021-10-14 04:30 | 2.3042 | 2.3042
2021-10-14 05:00 | 2.3042 | 2.3042
2021-10-14 05:30 | 2.3042 | 2.3042
2021-10-14 06:00 | 2.5185 | 2.5185
2021-10-14 06:30 | 2.5185 | 2.5185
2021-10-14 07:00 | 2.5721 | 2.5721
2021-10-14 07:30 | 2.5721 | 2.5721
2021-10-14 08:00 | 2.6257 | 2.6257
2021-10-14 08:30 | 2.4114 | 2.4114
2021-10-14 09:00 | 2.3578 | 2.3578
2021-10-14 09:30 | 2.3578 | 2.3578
2021-10-14 10:00 | 2.4114 | 2.4114
2021-10-14 10:30 | 2.3578 | 2.3578
2021-10-14 11:00 | 2.6257 | 2.6257
2021-10-14 11:30 | 2.7865 | 2.7865
2021-10-14 12:00 | 3.0008 | 3.0008
2021-10-14 12:30 | 3.0544 | 3.0544
2021-10-14 13:00 | 3.2687 | 3.2687
2021-10-14 13:30 | 3.2687 | 3.2687
2021-10-14 14:00 | 3.6438 | 3.6438
2021-10-14 14:30 | 3.5903 | 3.5903
2021-10-14 15:00 | 3.9118 | 3.9118
2021-10-14 15:30 | 4.0725 | 4.0725
2021-10-14 16:00 | 4.2869 | 4.2869
2021-10-14 16:30 | 4.3405 | 4.3405
2021-10-14 17:00 | 4.7156 | 4.7156
2021-10-14 17:30 | 4.7156 | 4.7156
2021-10-14 18:00 | 4.8227 | 4.8227
2021-10-14 18:30 | 4.7692 | 4.7692
2021-10-14 19:00 | 4.9299 | 4.9299
2021-10-14 19:30 | 4.662 | 4.662
2021-10-14 20:00 | 4.5012 | 4.5012
2021-10-14 20:30 | 4.1261 | 4.1261
2021-10-14 21:00 | 3.9654 | 3.9654
2021-10-14 21:30 | 3.6974 | 3.6974
2021-10-14 22:00 | 3.3759 | 3.3759
2021-10-14 22:30 | 2.9472 | 2.9472
2021-10-14 23:00 | 2.9472 | 2.9472
2021-10-14 23:30 | 2.6257 | 2.6257
2021-10-15 | 2.5721 | 2.5721
2021-10-15 00:30 | 2.465 | 2.465
2021-10-15 01:00 | 2.4114 | 2.4114
2021-10-15 01:30 | 2.3042 | 2.3042
2021-10-15 02:00 | 2.3042 | 2.3042
2021-10-15 02:30 | 2.197 | 2.197
2021-10-15 03:00 | 2.197 | 2.197
2021-10-15 03:30 | 2.0899 | 2.0899
2021-10-15 04:00 | 2.1434 | 2.1434
2021-10-15 04:30 | 2.197 | 2.197
2021-10-15 05:00 | 2.3042 | 2.3042
2021-10-15 05:30 | 2.2506 | 2.2506
2021-10-15 06:00 | 2.3042 | 2.3042
2021-10-15 06:30 | 2.3042 | 2.3042
2021-10-15 07:00 | 2.4114 | 2.4114
2021-10-15 07:30 | 2.465 | 2.465
2021-10-15 08:00 | 2.5185 | 2.5185
2021-10-15 08:30 | 2.3042 | 2.3042
2021-10-15 09:00 | 2.197 | 2.197
2021-10-15 09:30 | 2.0899 | 2.0899
2021-10-15 10:00 | 2.197 | 2.197
2021-10-15 10:30 | 2.197 | 2.197
2021-10-15 11:00 | 2.197 | 2.197
2021-10-15 11:30 | 2.4114 | 2.4114
2021-10-15 12:00 | 2.465 | 2.465
2021-10-15 12:30 | 2.6257 | 2.6257
2021-10-15 13:00 | 2.7329 | 2.7329
2021-10-15 13:30 | 2.8401 | 2.8401
2021-10-15 14:00 | 2.7329 | 2.7329
2021-10-15 14:30 | 2.8401 | 2.8401
2021-10-15 15:00 | 3.0544 | 3.0544
2021-10-15 15:30 | 3.2687 | 3.2687
2021-10-15 16:00 | 3.2687 | 3.2687
2021-10-15 16:30 | 3.5903 | 3.5903
2021-10-15 17:00 | 3.5903 | 3.5903
2021-10-15 17:30 | 3.8046 | 3.8046
2021-10-15 18:00 | 3.751 | 3.751
2021-10-15 18:30 | 3.8046 | 3.8046
2021-10-15 19:00 | 3.8046 | 3.8046
2021-10-15 19:30 | 3.8046 | 3.8046
2021-10-15 20:00 | 3.5325 | 3.5325
2021-10-15 20:30 | 3.3223 | 3.3223
2021-10-15 21:00 | 3.0544 | 3.0544
2021-10-15 21:30 | 3.0008 | 3.0008
2021-10-15 22:00 | 2.7329 | 2.7329
2021-10-15 22:30 | 2.5185 | 2.5185
2021-10-15 23:00 | 2.4114 | 2.4114
2021-10-15 23:30 | 2.3042 | 2.3042
2021-10-16 | 2.0899 | 2.0899
2021-10-16 00:30 | 1.9827 | 1.9827
2021-10-16 01:00 | 1.8755 | 1.8755
2021-10-16 01:30 | 1.8219 | 1.8219
2021-10-16 02:00 | 1.8755 | 1.8755
2021-10-16 02:30 | 1.9291 | 1.9291
2021-10-16 03:00 | 1.8755 | 1.8755
2021-10-16 03:30 | 1.9291 | 1.9291
2021-10-16 04:00 | 1.7683 | 1.7683
2021-10-16 04:30 | 1.9827 | 1.9827
2021-10-16 05:00 | 1.8755 | 1.8755
2021-10-16 05:30 | 1.9827 | 1.9827
2021-10-16 06:00 | 1.9291 | 1.9291
2021-10-16 06:30 | 1.939 | 1.939
2021-10-16 07:00 | 1.8755 | 1.8755
2021-10-16 07:30 | 2.0363 | 2.0363
2021-10-16 08:00 | 1.8219 | 1.8219
2021-10-16 08:30 | 1.7683 | 1.7683
2021-10-16 09:00 | 1.554 | 1.554
2021-10-16 09:30 | 1.6076 | 1.6076
2021-10-16 10:00 | 1.6076 | 1.6076
2021-10-16 10:30 | 1.7148 | 1.7148
2021-10-16 11:00 | 1.6612 | 1.6612
2021-10-16 11:30 | 1.8219 | 1.8219
2021-10-16 12:00 | 1.9827 | 1.9827
2021-10-16 12:30 | 2.0899 | 2.0899
2021-10-16 13:00 | 2.2506 | 2.2506
2021-10-16 13:30 | 2.3042 | 2.3042
2021-10-16 14:00 | 2.5185 | 2.5185
2021-10-16 14:30 | 2.6257 | 2.6257
2021-10-16 15:00 | 2.8401 | 2.8401
2021-10-16 15:30 | 3.0008 | 3.0008
2021-10-16 16:00 | 3.2152 | 3.2152
2021-10-16 16:30 | 3.2687 | 3.2687
2021-10-16 17:00 | 3.4831 | 3.4831
2021-10-16 17:30 | 3.6974 | 3.6974
2021-10-16 18:00 | 3.8046 | 3.8046
2021-10-16 18:30 | 3.8046 | 3.8046
2021-10-16 19:00 | 3.8582 | 3.8582
2021-10-16 19:30 | 3.8582 | 3.8582
2021-10-16 20:00 | 3.4831 | 3.4831
2021-10-16 20:30 | 3.2152 | 3.2152
2021-10-16 21:00 | 3.0008 | 3.0008
2021-10-16 21:30 | 3.0008 | 3.0008
2021-10-16 22:00 | 2.7329 | 2.7329
2021-10-16 22:30 | 2.5721 | 2.5721
2021-10-16 23:00 | 2.3578 | 2.3578
2021-10-16 23:30 | 2.3042 | 2.3042
2021-10-17 | 2.197 | 2.197
2021-10-17 00:30 | 2.0899 | 2.0899
2021-10-17 01:00 | 1.9827 | 1.9827
2021-10-17 01:30 | 1.9291 | 1.9291
2021-10-17 02:00 | 1.8219 | 1.8219
2021-10-17 02:30 | 1.7683 | 1.7683
2021-10-17 03:00 | 1.7683 | 1.7683
2021-10-17 03:30 | 1.8219 | 1.8219
2021-10-17 04:00 | 1.7683 | 1.7683
2021-10-17 04:30 | 1.9291 | 1.9291
2021-10-17 05:00 | 1.8219 | 1.8219
2021-10-17 05:30 | 1.9291 | 1.9291
2021-10-17 06:00 | 1.7683 | 1.7683
2021-10-17 06:30 | 1.8755 | 1.8755
2021-10-17 07:00 | 1.8219 | 1.8219
2021-10-17 07:30 | 1.7683 | 1.7683
2021-10-17 08:00 | 1.8755 | 1.8755
2021-10-17 08:30 | 1.7683 | 1.7683
2021-10-17 09:00 | 1.8219 | 1.8219
2021-10-17 09:30 | 1.7683 | 1.7683
2021-10-17 10:00 | 1.8755 | 1.8755
2021-10-17 10:30 | 1.8755 | 1.8755
2021-10-17 11:00 | 1.9827 | 1.9827
2021-10-17 11:30 | 2.1434 | 2.1434
2021-10-17 12:00 | 2.5185 | 2.5185
2021-10-17 12:30 | 2.6257 | 2.6257
2021-10-17 13:00 | 2.8401 | 2.8401
2021-10-17 13:30 | 3.0544 | 3.0544
2021-10-17 14:00 | 3.2152 | 3.2152
2021-10-17 14:30 | 3.4295 | 3.4295
2021-10-17 15:00 | 3.5903 | 3.5903
2021-10-17 15:30 | 3.8046 | 3.8046
2021-10-17 16:00 | 4.1261 | 4.1261
2021-10-17 16:30 | 4.3405 | 4.3405
2021-10-17 17:00 | 4.5012 | 4.5012
2021-10-17 17:30 | 4.7156 | 4.7156
2021-10-17 18:00 | 4.662 | 4.662
2021-10-17 18:30 | 4.662 | 4.662
2021-10-17 19:00 | 4.662 | 4.662
2021-10-17 19:30 | 4.6084 | 4.6084
2021-10-17 20:00 | 4.1797 | 4.1797
2021-10-17 20:30 | 3.8046 | 3.8046
2021-10-17 21:00 | 3.4831 | 3.4831
2021-10-17 21:30 | 3.4831 | 3.4831
2021-10-17 22:00 | 3.108 | 3.108
2021-10-17 22:30 | 2.8936 | 2.8936
2021-10-17 23:00 | 2.6793 | 2.6793
2021-10-17 23:30 | 2.5185 | 2.5185
2021-10-18 | 2.4114 | 2.4114
2021-10-18 00:30 | 2.3042 | 2.3042
2021-10-18 01:00 | 2.2506 | 2.2506
2021-10-18 01:30 | 2.197 | 2.197
2021-10-18 02:00 | 2.2506 | 2.2506
2021-10-18 02:30 | 2.0899 | 2.0899
2021-10-18 03:00 | 2.0899 | 2.0899
2021-10-18 03:30 | 1.9827 | 1.9827
2021-10-18 04:00 | 2.0363 | 2.0363
2021-10-18 04:30 | 2.0899 | 2.0899
2021-10-18 05:00 | 2.197 | 2.197
2021-10-18 05:30 | 2.1434 | 2.1434
2021-10-18 06:00 | 2.197 | 2.197
2021-10-18 06:30 | 2.3042 | 2.3042
2021-10-18 07:00 | 2.5185 | 2.5185
2021-10-18 07:30 | 2.5185 | 2.5185
2021-10-18 08:00 | 2.5185 | 2.5185
2021-10-18 08:30 | 2.5185 | 2.5185
2021-10-18 09:00 | 2.465 | 2.465
2021-10-18 09:30 | 2.5185 | 2.5185
2021-10-18 10:00 | 2.7329 | 2.7329
2021-10-18 10:30 | 2.8401 | 2.8401
2021-10-18 11:00 | 2.9472 | 2.9472
2021-10-18 11:30 | 3.3759 | 3.3759
2021-10-18 12:00 | 3.1616 | 3.1616
2021-10-18 12:30 | 3.5903 | 3.5903
2021-10-18 13:00 | 3.6438 | 3.6438
2021-10-18 13:30 | 4.3405 | 4.3405
2021-10-18 14:00 | 4.2869 | 4.2869
2021-10-18 14:30 | 4.5548 | 4.5548
2021-10-18 15:00 | 4.0725 | 4.0725
2021-10-18 15:30 | 4.5012 | 4.5012
2021-10-18 16:00 | 4.9299 | 4.9299
2021-10-18 16:30 | 5.305 | 5.305
2021-10-18 17:00 | 5.4122 | 5.4122
2021-10-18 17:30 | 5.305 | 5.305
2021-10-18 18:00 | 5.305 | 5.305
2021-10-18 18:30 | 5.305 | 5.305
2021-10-18 19:00 | 5.2514 | 5.2514
2021-10-18 19:30 | 5.0371 | 5.0371
2021-10-18 20:00 | 4.662 | 4.662
2021-10-18 20:30 | 4.3405 | 4.3405
2021-10-18 21:00 | 3.9118 | 3.9118
2021-10-18 21:30 | 3.8046 | 3.8046
2021-10-18 22:00 | 3.2687 | 3.2687
2021-10-18 22:30 | 3.108 | 3.108
2021-10-18 23:00 | 2.7865 | 2.7865
2021-10-18 23:30 | 2.6257 | 2.6257
2021-10-19 | 2.5185 | 2.5185
2021-10-19 00:30 | 2.465 | 2.465
2021-10-19 01:00 | 2.4114 | 2.4114
2021-10-19 01:30 | 2.4114 | 2.4114
2021-10-19 02:00 | 2.3578 | 2.3578
2021-10-19 02:30 | 2.3042 | 2.3042
2021-10-19 03:00 | 2.3042 | 2.3042
2021-10-19 03:30 | 2.2506 | 2.2506
2021-10-19 04:00 | 2.2506 | 2.2506
2021-10-19 04:30 | 2.3042 | 2.3042
2021-10-19 05:00 | 2.3042 | 2.3042
2021-10-19 05:30 | 2.3042 | 2.3042
2021-10-19 06:00 | 2.3042 | 2.3042
2021-10-19 06:30 | 2.465 | 2.465
2021-10-19 07:00 | 2.6257 | 2.6257
2021-10-19 07:30 | 2.7329 | 2.7329
2021-10-19 08:00 | 2.8936 | 2.8936
2021-10-19 08:30 | 2.9472 | 2.9472
2021-10-19 09:00 | 3.0544 | 3.0544
2021-10-19 09:30 | 3.1616 | 3.1616
2021-10-19 10:00 | 3.4831 | 3.4831
2021-10-19 10:30 | 3.5903 | 3.5903
2021-10-19 11:00 | 3.6974 | 3.6974
2021-10-19 11:30 | 4.1261 | 4.1261
2021-10-19 12:00 | 4.3405 | 4.3405
2021-10-19 12:30 | 4.5548 | 4.5548
2021-10-19 13:00 | 4.662 | 4.662
2021-10-19 13:30 | 4.8227 | 4.8227
2021-10-19 14:00 | 5.0907 | 5.0907
2021-10-19 14:30 | 5.6265 | 5.6265
2021-10-19 15:00 | 5.8409 | 5.8409
2021-10-19 15:30 | 5.0907 | 5.0907
2021-10-19 16:00 | 5.6265 | 5.6265
2021-10-19 16:30 | 5.8409 | 5.8409
2021-10-19 17:00 | 5.8409 | 5.8409
2021-10-19 17:30 | 5.8945 | 5.8945
2021-10-19 18:00 | 5.948 | 5.948
2021-10-19 18:30 | 6.0552 | 6.0552
2021-10-19 19:00 | 6.0552 | 6.0552
2021-10-19 19:30 | 5.8409 | 5.8409
2021-10-19 20:00 | 5.3696 | 5.3696
2021-10-19 20:30 | 5.0902 | 5.0902
2021-10-19 21:00 | 4.7156 | 4.7156
2021-10-19 21:30 | 4.5548 | 4.5548
2021-10-19 22:00 | 4.0725 | 4.0725
2021-10-19 22:30 | 3.8046 | 3.8046
2021-10-19 23:00 | 3.5367 | 3.5367
2021-10-19 23:30 | 3.4295 | 3.4295
2021-10-20 | 3.2152 | 3.2152
2021-10-20 00:30 | 3.108 | 3.108
2021-10-20 01:00 | 3.108 | 3.108
2021-10-20 01:30 | 2.9472 | 2.9472
2021-10-20 02:00 | 2.8936 | 2.8936
2021-10-20 02:30 | 2.8401 | 2.8401
2021-10-20 03:00 | 2.7865 | 2.7865
2021-10-20 03:30 | 2.7329 | 2.7329
2021-10-20 04:00 | 2.6257 | 2.6257
2021-10-20 04:30 | 2.6793 | 2.6793
2021-10-20 05:00 | 2.8401 | 2.8401
2021-10-20 05:30 | 2.7865 | 2.7865
2021-10-20 06:00 | 2.8401 | 2.8401
2021-10-20 06:30 | 3.0544 | 3.0544
2021-10-20 07:00 | 3.108 | 3.108
2021-10-20 07:30 | 3.108 | 3.108
2021-10-20 08:00 | 3.2687 | 3.2687
2021-10-20 08:30 | 3.1616 | 3.1616
2021-10-20 09:00 | 3.0544 | 3.0544
2021-10-20 09:30 | 3.2687 | 3.2687
2021-10-20 10:00 | 3.2687 | 3.2687
2021-10-20 10:30 | 3.3759 | 3.3759
2021-10-20 11:00 | 3.5903 | 3.5903
2021-10-20 11:30 | 3.8046 | 3.8046
2021-10-20 12:00 | 3.9654 | 3.9654
2021-10-20 12:30 | 4.4476 | 4.4476
2021-10-20 13:00 | 4.4476 | 4.4476
2021-10-20 13:30 | 4.4476 | 4.4476
2021-10-20 14:00 | 4.662 | 4.662
2021-10-20 14:30 | 4.7692 | 4.7692
2021-10-20 15:00 | 5.1978 | 5.1978
2021-10-20 15:30 | 5.4122 | 5.4122
2021-10-20 16:00 | 5.6801 | 5.6801
2021-10-20 16:30 | 5.8409 | 5.8409
2021-10-20 17:00 | 5.7873 | 5.7873
2021-10-20 17:30 | 6.0552 | 6.0552
2021-10-20 18:00 | 6.1624 | 6.1624
2021-10-20 18:30 | 6.2696 | 6.2696
2021-10-20 19:00 | 6.1088 | 6.1088
2021-10-20 19:30 | 5.8177 | 5.8177
2021-10-20 20:00 | 5.4122 | 5.4122
2021-10-20 20:30 | 4.8763 | 4.8763
2021-10-20 21:00 | 4.6084 | 4.6084
2021-10-20 21:30 | 4.3941 | 4.3941
2021-10-20 22:00 | 4.0725 | 4.0725
2021-10-20 22:30 | 3.8046 | 3.8046
2021-10-20 23:00 | 3.5903 | 3.5903
2021-10-20 23:30 | 3.4831 | 3.4831
2021-10-21 | 3.1616 | 3.1616
2021-10-21 00:30 | 3.2152 | 3.2152
2021-10-21 01:00 | 3.108 | 3.108
2021-10-21 01:30 | 3.0544 | 3.0544
2021-10-21 02:00 | 2.7865 | 2.7865
2021-10-21 02:30 | 2.7865 | 2.7865
2021-10-21 03:00 | 2.6793 | 2.6793
2021-10-21 03:30 | 2.7329 | 2.7329
2021-10-21 04:00 | 2.6257 | 2.6257
2021-10-21 04:30 | 2.6793 | 2.6793
2021-10-21 05:00 | 2.6257 | 2.6257
2021-10-21 05:30 | 2.8401 | 2.8401
2021-10-21 06:00 | 2.8401 | 2.8401
2021-10-21 06:30 | 2.7865 | 2.7865
2021-10-21 07:00 | 3.108 | 3.108
2021-10-21 07:30 | 3.1616 | 3.1616
2021-10-21 08:00 | 3.5903 | 3.5903
2021-10-21 08:30 | 3.4831 | 3.4831
2021-10-21 09:00 | 3.3759 | 3.3759
2021-10-21 09:30 | 3.8046 | 3.8046
2021-10-21 10:00 | 3.751 | 3.751
2021-10-21 10:30 | 4.0189 | 4.0189
2021-10-21 11:00 | 4.0725 | 4.0725
2021-10-21 11:30 | 4.0189 | 4.0189
2021-10-21 12:00 | 4.4476 | 4.4476
2021-10-21 12:30 | 4.662 | 4.662
2021-10-21 13:00 | 4.5548 | 4.5548
2021-10-21 13:30 | 4.2333 | 4.2333
2021-10-21 14:00 | 4.1261 | 4.1261
2021-10-21 14:30 | 4.0725 | 4.0725
2021-10-21 15:00 | 4.1261 | 4.1261
2021-10-21 15:30 | 3.9118 | 3.9118
2021-10-21 16:00 | 4.0725 | 4.0725
2021-10-21 16:30 | 4.5012 | 4.5012
2021-10-21 17:00 | 4.8227 | 4.8227
2021-10-21 17:30 | 4.9835 | 4.9835
2021-10-21 18:00 | 5.1978 | 5.1978
2021-10-21 18:30 | 5.1978 | 5.1978
2021-10-21 19:00 | 5.305 | 5.305
2021-10-21 19:30 | 5.1978 | 5.1978
2021-10-21 20:00 | 4.8763 | 4.8763
2021-10-21 20:30 | 4.5548 | 4.5548
2021-10-21 21:00 | 4.2653 | 4.2653
2021-10-21 21:30 | 4.1797 | 4.1797
2021-10-21 22:00 | 3.6974 | 3.6974
2021-10-21 22:30 | 3.4295 | 3.4295
2021-10-21 23:00 | 3.108 | 3.108
2021-10-21 23:30 | 3.0544 | 3.0544
2021-10-22 | 2.8401 | 2.8401
2021-10-22 00:30 | 2.7329 | 2.7329
2021-10-22 01:00 | 2.6793 | 2.6793
2021-10-22 01:30 | 2.6257 | 2.6257
2021-10-22 02:00 | 2.5185 | 2.5185
2021-10-22 02:30 | 2.465 | 2.465
2021-10-22 03:00 | 2.3042 | 2.3042
2021-10-22 03:30 | 2.4114 | 2.4114
2021-10-22 04:00 | 2.3042 | 2.3042
2021-10-22 04:30 | 2.5185 | 2.5185
2021-10-22 05:00 | 2.4114 | 2.4114
2021-10-22 05:30 | 2.5185 | 2.5185
2021-10-22 06:00 | 2.5185 | 2.5185
2021-10-22 06:30 | 2.8401 | 2.8401
2021-10-22 07:00 | 2.8401 | 2.8401
2021-10-22 07:30 | 2.9472 | 2.9472
2021-10-22 08:00 | 3.108 | 3.108
2021-10-22 08:30 | 3.1616 | 3.1616
2021-10-22 09:00 | 3.2687 | 3.2687
2021-10-22 09:30 | 3.4831 | 3.4831
2021-10-22 10:00 | 3.6974 | 3.6974
2021-10-22 10:30 | 3.751 | 3.751
2021-10-22 11:00 | 3.8582 | 3.8582
2021-10-22 11:30 | 4.1261 | 4.1261
2021-10-22 12:00 | 4.4476 | 4.4476
2021-10-22 12:30 | 4.6084 | 4.6084
2021-10-22 13:00 | 4.662 | 4.662
2021-10-22 13:30 | 4.9835 | 4.9835
2021-10-22 14:00 | 5.0371 | 5.0371
2021-10-22 14:30 | 5.1978 | 5.1978
2021-10-22 15:00 | 5.4122 | 5.4122
2021-10-22 15:30 | 6.0552 | 6.0552
2021-10-22 16:00 | 5.948 | 5.948
2021-10-22 16:30 | 5.5194 | 5.5194
2021-10-22 17:00 | 5.305 | 5.305
2021-10-22 17:30 | 5.5729 | 5.5729
2021-10-22 18:00 | 5.5729 | 5.5729
2021-10-22 18:30 | 5.6265 | 5.6265
2021-10-22 19:00 | 5.5194 | 5.5194
2021-10-22 19:30 | 5.305 | 5.305
2021-10-22 20:00 | 4.8763 | 4.8763
2021-10-22 20:30 | 4.662 | 4.662
2021-10-22 21:00 | 4.3941 | 4.3941
2021-10-22 21:30 | 4.1261 | 4.1261
2021-10-22 22:00 | 3.9118 | 3.9118
2021-10-22 22:30 | 3.6438 | 3.6438
2021-10-22 23:00 | 3.3759 | 3.3759
2021-10-22 23:30 | 3.2687 | 3.2687
2021-10-23 | 3.3759 | 3.3759
2021-10-23 00:30 | 3.3223 | 3.3223
2021-10-23 01:00 | 3.108 | 3.108
2021-10-23 01:30 | 3.108 | 3.108
2021-10-23 02:00 | 2.9472 | 2.9472
2021-10-23 02:30 | 3.108 | 3.108
2021-10-23 03:00 | 2.7865 | 2.7865
2021-10-23 03:30 | 2.7329 | 2.7329
2021-10-23 04:00 | 2.6257 | 2.6257
2021-10-23 04:30 | 2.7716 | 2.7716
2021-10-23 05:00 | 2.6257 | 2.6257
2021-10-23 05:30 | 2.7329 | 2.7329
2021-10-23 06:00 | 2.7329 | 2.7329
2021-10-23 06:30 | 2.6793 | 2.6793
2021-10-23 07:00 | 2.4114 | 2.4114
2021-10-23 07:30 | 2.6257 | 2.6257
2021-10-23 08:00 | 2.5721 | 2.5721
2021-10-23 08:30 | 2.3578 | 2.3578
2021-10-23 09:00 | 2.3042 | 2.3042
2021-10-23 09:30 | 2.1434 | 2.1434
2021-10-23 10:00 | 2.0899 | 2.0899
2021-10-23 10:30 | 2.0363 | 2.0363
2021-10-23 11:00 | 1.8755 | 1.8755
2021-10-23 11:30 | 1.8755 | 1.8755
2021-10-23 12:00 | 2.0899 | 2.0899
2021-10-23 12:30 | 2.5185 | 2.5185
2021-10-23 13:00 | 2.6257 | 2.6257
2021-10-23 13:30 | 2.8401 | 2.8401
2021-10-23 14:00 | 2.8401 | 2.8401
2021-10-23 14:30 | 3.0544 | 3.0544
2021-10-23 15:00 | 3.0155 | 3.0155
2021-10-23 15:30 | 3.0008 | 3.0008
2021-10-23 16:00 | 2.9933 | 2.9933
2021-10-23 16:30 | 4.2953 | 4.2953
2021-10-23 17:00 | 4.2109 | 4.2109
2021-10-23 17:30 | 4.4476 | 4.4476
2021-10-23 18:00 | 4.5233 | 4.5233
2021-10-23 18:30 | 4.5548 | 4.5548
2021-10-23 19:00 | 4.6084 | 4.6084
2021-10-23 19:30 | 4.5548 | 4.5548
2021-10-23 20:00 | 4.2333 | 4.2333
2021-10-23 20:30 | 4.0189 | 4.0189
2021-10-23 21:00 | 3.6438 | 3.6438
2021-10-23 21:30 | 3.6974 | 3.6974
2021-10-23 22:00 | 3.3223 | 3.3223
2021-10-23 22:30 | 3.1616 | 3.1616
2021-10-23 23:00 | 3.0008 | 3.0008
2021-10-23 23:30 | 2.8401 | 2.8401
2021-10-24 | 2.7329 | 2.7329
2021-10-24 00:30 | 2.6793 | 2.6793
2021-10-24 01:00 | 2.5185 | 2.5185
2021-10-24 01:30 | 2.465 | 2.465
2021-10-24 02:00 | 2.3042 | 2.3042
2021-10-24 02:30 | 2.3578 | 2.3578
2021-10-24 03:00 | 2.2506 | 2.2506
2021-10-24 03:30 | 2.2506 | 2.2506
2021-10-24 04:00 | 2.197 | 2.197
2021-10-24 04:30 | 2.2506 | 2.2506
2021-10-24 05:00 | 2.197 | 2.197
2021-10-24 05:30 | 2.3578 | 2.3578
2021-10-24 06:00 | 2.1434 | 2.1434
2021-10-24 06:30 | 2.3042 | 2.3042
2021-10-24 07:00 | 2.2506 | 2.2506
2021-10-24 07:30 | 2.4114 | 2.4114
2021-10-24 08:00 | 2.465 | 2.465
2021-10-24 08:30 | 2.7329 | 2.7329
2021-10-24 09:00 | 2.7329 | 2.7329
2021-10-24 09:30 | 3.0008 | 3.0008
2021-10-24 10:00 | 3.1616 | 3.1616
2021-10-24 10:30 | 3.2687 | 3.2687
2021-10-24 11:00 | 3.4831 | 3.4831
2021-10-24 11:30 | 3.6974 | 3.6974
2021-10-24 12:00 | 3.8046 | 3.8046
2021-10-24 12:30 | 4.0189 | 4.0189
2021-10-24 13:00 | 4.0725 | 4.0725
2021-10-24 13:30 | 4.3405 | 4.3405
2021-10-24 14:00 | 4.3405 | 4.3405
2021-10-24 14:30 | 4.662 | 4.662
2021-10-24 15:00 | 4.7692 | 4.7692
2021-10-24 15:30 | 4.9835 | 4.9835
2021-10-24 16:00 | 5.1443 | 5.1443
2021-10-24 16:30 | 5.305 | 5.305
2021-10-24 17:00 | 5.7337 | 5.7337
2021-10-24 17:30 | 5.7337 | 5.7337
2021-10-24 18:00 | 5.6265 | 5.6265
2021-10-24 18:30 | 5.5729 | 5.5729
2021-10-24 19:00 | 5.4122 | 5.4122
2021-10-24 19:30 | 5.1443 | 5.1443
2021-10-24 20:00 | 4.8763 | 4.8763
2021-10-24 20:30 | 4.4476 | 4.4476
2021-10-24 21:00 | 4.1797 | 4.1797
2021-10-24 21:30 | 3.8046 | 3.8046
2021-10-24 22:00 | 3.5367 | 3.5367
2021-10-24 22:30 | 3.1616 | 3.1616
2021-10-24 23:00 | 3.1616 | 3.1616
2021-10-24 23:30 | 2.9472 | 2.9472
2021-10-25 | 2.8936 | 2.8936
2021-10-25 00:30 | 2.8936 | 2.8936
2021-10-25 01:00 | 2.7865 | 2.7865
2021-10-25 01:30 | 2.8401 | 2.8401
2021-10-25 02:00 | 2.7865 | 2.7865
2021-10-25 02:30 | 2.6793 | 2.6793
2021-10-25 03:00 | 2.6793 | 2.6793
2021-10-25 03:30 | 2.5721 | 2.5721
2021-10-25 04:00 | 2.6257 | 2.6257
2021-10-25 04:30 | 2.6793 | 2.6793
2021-10-25 05:00 | 2.8401 | 2.8401
2021-10-25 05:30 | 2.8936 | 2.8936
2021-10-25 06:00 | 2.8936 | 2.8936
2021-10-25 06:30 | 3.0544 | 3.0544
2021-10-25 07:00 | 3.0008 | 3.0008
2021-10-25 07:30 | 3.2687 | 3.2687
2021-10-25 08:00 | 3.0544 | 3.0544
2021-10-25 08:30 | 3.5903 | 3.5903
2021-10-25 09:00 | 3.3759 | 3.3759
2021-10-25 09:30 | 3.5903 | 3.5903
2021-10-25 10:00 | 3.2687 | 3.2687
2021-10-25 10:30 | 3.5367 | 3.5367
2021-10-25 11:00 | 3.1616 | 3.1616
2021-10-25 11:30 | 3.751 | 3.751
2021-10-25 12:00 | 3.5903 | 3.5903
2021-10-25 12:30 | 3.9118 | 3.9118
2021-10-25 13:00 | 3.6974 | 3.6974
2021-10-25 13:30 | 3.3759 | 3.3759
2021-10-25 14:00 | 3.6438 | 3.6438
2021-10-25 14:30 | 3.4831 | 3.4831
2021-10-25 15:00 | 4.3405 | 4.3405
2021-10-25 15:30 | 4.5548 | 4.5548
2021-10-25 16:00 | 4.662 | 4.662
2021-10-25 16:30 | 4.5548 | 4.5548
2021-10-25 17:00 | 4.4476 | 4.4476
2021-10-25 17:30 | 4.5548 | 4.5548
2021-10-25 18:00 | 4.4476 | 4.4476
2021-10-25 18:30 | 4.8227 | 4.8227
2021-10-25 19:00 | 4.8227 | 4.8227
2021-10-25 19:30 | 4.662 | 4.662
2021-10-25 20:00 | 4.2333 | 4.2333
2021-10-25 20:30 | 3.9118 | 3.9118
2021-10-25 21:00 | 3.751 | 3.751
2021-10-25 21:30 | 3.6438 | 3.6438
2021-10-25 22:00 | 3.3759 | 3.3759
2021-10-25 22:30 | 3.0544 | 3.0544
2021-10-25 23:00 | 2.9472 | 2.9472
2021-10-25 23:30 | 2.8936 | 2.8936
2021-10-26 | 2.7329 | 2.7329
2021-10-26 00:30 | 2.7329 | 2.7329
2021-10-26 01:00 | 2.5721 | 2.5721
2021-10-26 01:30 | 2.5185 | 2.5185
2021-10-26 02:00 | 2.465 | 2.465
2021-10-26 02:30 | 2.465 | 2.465
2021-10-26 03:00 | 2.4114 | 2.4114
2021-10-26 03:30 | 2.4114 | 2.4114
2021-10-26 04:00 | 2.465 | 2.465
2021-10-26 04:30 | 2.5721 | 2.5721
2021-10-26 05:00 | 2.6257 | 2.6257
2021-10-26 05:30 | 2.5721 | 2.5721
2021-10-26 06:00 | 2.7329 | 2.7329
2021-10-26 06:30 | 2.8936 | 2.8936
2021-10-26 07:00 | 3.0008 | 3.0008
2021-10-26 07:30 | 3.2152 | 3.2152
2021-10-26 08:00 | 3.1616 | 3.1616
2021-10-26 08:30 | 2.9472 | 2.9472
2021-10-26 09:00 | 3.2687 | 3.2687
2021-10-26 09:30 | 3.2687 | 3.2687
2021-10-26 10:00 | 3.5903 | 3.5903
2021-10-26 10:30 | 3.5903 | 3.5903
2021-10-26 11:00 | 3.8582 | 3.8582
2021-10-26 11:30 | 3.9654 | 3.9654
2021-10-26 12:00 | 4.2333 | 4.2333
2021-10-26 12:30 | 4.662 | 4.662
2021-10-26 13:00 | 4.8763 | 4.8763
2021-10-26 13:30 | 4.4476 | 4.4476
2021-10-26 14:00 | 5.0907 | 5.0907
2021-10-26 14:30 | 5.1978 | 5.1978
2021-10-26 15:00 | 4.8763 | 4.8763
2021-10-26 15:30 | 5.6801 | 5.6801
2021-10-26 16:00 | 5.7337 | 5.7337
2021-10-26 16:30 | 5.5729 | 5.5729
2021-10-26 17:00 | 5.7337 | 5.7337
2021-10-26 17:30 | 5.8409 | 5.8409
2021-10-26 18:00 | 5.948 | 5.948
2021-10-26 18:30 | 5.948 | 5.948
2021-10-26 19:00 | 5.7873 | 5.7873
2021-10-26 19:30 | 5.6504 | 5.6504
2021-10-26 20:00 | 5.2176 | 5.2176
2021-10-26 20:30 | 4.7692 | 4.7692
2021-10-26 21:00 | 4.4476 | 4.4476
2021-10-26 21:30 | 4.2333 | 4.2333
2021-10-26 22:00 | 3.9118 | 3.9118
2021-10-26 22:30 | 3.4831 | 3.4831
2021-10-26 23:00 | 3.4295 | 3.4295
2021-10-26 23:30 | 3.1616 | 3.1616
2021-10-27 | 3.108 | 3.108
2021-10-27 00:30 | 2.9472 | 2.9472
2021-10-27 01:00 | 2.8936 | 2.8936
2021-10-27 01:30 | 2.7329 | 2.7329
2021-10-27 02:00 | 2.7865 | 2.7865
2021-10-27 02:30 | 2.6257 | 2.6257
2021-10-27 03:00 | 2.6257 | 2.6257
2021-10-27 03:30 | 2.6257 | 2.6257
2021-10-27 04:00 | 2.6257 | 2.6257
2021-10-27 04:30 | 2.6257 | 2.6257
2021-10-27 05:00 | 2.7329 | 2.7329
2021-10-27 05:30 | 2.6257 | 2.6257
2021-10-27 06:00 | 2.8401 | 2.8401
2021-10-27 06:30 | 2.8401 | 2.8401
2021-10-27 07:00 | 2.8401 | 2.8401
2021-10-27 07:30 | 3.2687 | 3.2687
2021-10-27 08:00 | 3.2687 | 3.2687
2021-10-27 08:30 | 3.5903 | 3.5903
2021-10-27 09:00 | 3.4295 | 3.4295
2021-10-27 09:30 | 3.6438 | 3.6438
2021-10-27 10:00 | 3.5909 | 3.5909
2021-10-27 10:30 | 3.751 | 3.751
2021-10-27 11:00 | 4.0189 | 4.0189
2021-10-27 11:30 | 4.2869 | 4.2869
2021-10-27 12:00 | 4.4476 | 4.4476
2021-10-27 12:30 | 4.6084 | 4.6084
2021-10-27 13:00 | 4.662 | 4.662
2021-10-27 13:30 | 5.0907 | 5.0907
2021-10-27 14:00 | 5.7337 | 5.7337
2021-10-27 14:30 | 5.4122 | 5.4122
2021-10-27 15:00 | 5.6265 | 5.6265
2021-10-27 15:30 | 5.6265 | 5.6265
2021-10-27 16:00 | 6.0016 | 6.0016
2021-10-27 16:30 | 6.0552 | 6.0552
2021-10-27 17:00 | 6.4303 | 6.4303
2021-10-27 17:30 | 6.3767 | 6.3767
2021-10-27 18:00 | 6.2696 | 6.2696
2021-10-27 18:30 | 6.3767 | 6.3767
2021-10-27 19:00 | 6.3767 | 6.3767
2021-10-27 19:30 | 6.3231 | 6.3231
2021-10-27 20:00 | 6.0271 | 6.0271
2021-10-27 20:30 | 5.4658 | 5.4658
2021-10-27 21:00 | 5.0371 | 5.0371
2021-10-27 21:30 | 4.7156 | 4.7156
2021-10-27 22:00 | 4.2333 | 4.2333
2021-10-27 22:30 | 3.9118 | 3.9118
2021-10-27 23:00 | 3.5367 | 3.5367
2021-10-27 23:30 | 3.4831 | 3.4831
2021-10-28 | 3.3759 | 3.3759
2021-10-28 00:30 | 3.3759 | 3.3759
2021-10-28 01:00 | 3.108 | 3.108
2021-10-28 01:30 | 3.108 | 3.108
2021-10-28 02:00 | 3.0544 | 3.0544
2021-10-28 02:30 | 2.9472 | 2.9472
2021-10-28 03:00 | 2.8936 | 2.8936
2021-10-28 03:30 | 3.0008 | 3.0008
2021-10-28 04:00 | 2.8401 | 2.8401
2021-10-28 04:30 | 2.8936 | 2.8936
2021-10-28 05:00 | 2.8936 | 2.8936
2021-10-28 05:30 | 3.0008 | 3.0008
2021-10-28 06:00 | 3.108 | 3.108
2021-10-28 06:30 | 3.2152 | 3.2152
2021-10-28 07:00 | 3.1616 | 3.1616
2021-10-28 07:30 | 3.4831 | 3.4831
2021-10-28 08:00 | 3.5903 | 3.5903
2021-10-28 08:30 | 3.9654 | 3.9654
2021-10-28 09:00 | 4.1261 | 4.1261
2021-10-28 09:30 | 4.2333 | 4.2333
2021-10-28 10:00 | 4.2333 | 4.2333
2021-10-28 10:30 | 4.3941 | 4.3941
2021-10-28 11:00 | 4.6084 | 4.6084
2021-10-28 11:30 | 4.7156 | 4.7156
2021-10-28 12:00 | 5.6265 | 5.6265
2021-10-28 12:30 | 5.3586 | 5.3586
2021-10-28 13:00 | 5.0371 | 5.0371
2021-10-28 13:30 | 4.662 | 4.662
2021-10-28 14:00 | 4.5012 | 4.5012
2021-10-28 14:30 | 4.7206 | 4.7206
2021-10-28 15:00 | 4.5217 | 4.5217
2021-10-28 15:30 | 5.0907 | 5.0907
2021-10-28 16:00 | 5.0907 | 5.0907
2021-10-28 16:30 | 5.4122 | 5.4122
2021-10-28 17:00 | 5.7337 | 5.7337
2021-10-28 17:30 | 5.7337 | 5.7337
2021-10-28 18:00 | 5.8409 | 5.8409
2021-10-28 18:30 | 5.948 | 5.948
2021-10-28 19:00 | 5.8945 | 5.8945
2021-10-28 19:30 | 5.8945 | 5.8945
2021-10-28 20:00 | 5.305 | 5.305
2021-10-28 20:30 | 5.1443 | 5.1443
2021-10-28 21:00 | 4.6084 | 4.6084
2021-10-28 21:30 | 4.3941 | 4.3941
2021-10-28 22:00 | 4.0189 | 4.0189
2021-10-28 22:30 | 3.8046 | 3.8046
2021-10-28 23:00 | 3.4831 | 3.4831
2021-10-28 23:30 | 3.3759 | 3.3759
2021-10-29 | 3.2687 | 3.2687
2021-10-29 00:30 | 3.1616 | 3.1616
2021-10-29 01:00 | 3.108 | 3.108
2021-10-29 01:30 | 3.2687 | 3.2687
2021-10-29 02:00 | 2.9472 | 2.9472
2021-10-29 02:30 | 2.7865 | 2.7865
2021-10-29 03:00 | 2.6257 | 2.6257
2021-10-29 03:30 | 2.6822 | 2.6822
2021-10-29 04:00 | 2.6257 | 2.6257
2021-10-29 04:30 | 2.6257 | 2.6257
2021-10-29 05:00 | 2.5721 | 2.5721
2021-10-29 05:30 | 2.6257 | 2.6257
2021-10-29 06:00 | 2.8401 | 2.8401
2021-10-29 06:30 | 2.8936 | 2.8936
2021-10-29 07:00 | 2.8401 | 2.8401
2021-10-29 07:30 | 3.1616 | 3.1616
2021-10-29 08:00 | 3.2152 | 3.2152
2021-10-29 08:30 | 3.108 | 3.108
2021-10-29 09:00 | 2.8401 | 2.8401
2021-10-29 09:30 | 2.8401 | 2.8401
2021-10-29 10:00 | 2.8401 | 2.8401
2021-10-29 10:30 | 2.8936 | 2.8936
2021-10-29 11:00 | 2.8401 | 2.8401
2021-10-29 11:30 | 2.6257 | 2.6257
2021-10-29 12:00 | 2.6257 | 2.6257
2021-10-29 12:30 | 2.8936 | 2.8936
2021-10-29 13:00 | 2.6257 | 2.6257
2021-10-29 13:30 | 2.8401 | 2.8401
2021-10-29 14:00 | 3.0544 | 3.0544
2021-10-29 14:30 | 3.0544 | 3.0544
2021-10-29 15:00 | 2.9472 | 2.9472
2021-10-29 15:30 | 3.6974 | 3.6974
2021-10-29 16:00 | 3.8046 | 3.8046
2021-10-29 16:30 | 3.751 | 3.751
2021-10-29 17:00 | 3.6438 | 3.6438
2021-10-29 17:30 | 3.9118 | 3.9118
2021-10-29 18:00 | 4.1616 | 4.1616
2021-10-29 18:30 | 4.2333 | 4.2333
2021-10-29 19:00 | 4.3576 | 4.3576
2021-10-29 19:30 | 4.3405 | 4.3405
2021-10-29 20:00 | 4.0725 | 4.0725
2021-10-29 20:30 | 3.8582 | 3.8582
2021-10-29 21:00 | 3.6974 | 3.6974
2021-10-29 21:30 | 3.5367 | 3.5367
2021-10-29 22:00 | 3.4295 | 3.4295
2021-10-29 22:30 | 3.108 | 3.108
2021-10-29 23:00 | 3.0008 | 3.0008
2021-10-29 23:30 | 3.0544 | 3.0544
2021-10-30 | 2.8401 | 2.8401
2021-10-30 00:30 | 2.8401 | 2.8401
2021-10-30 01:00 | 2.7329 | 2.7329
2021-10-30 01:30 | 2.6257 | 2.6257
2021-10-30 02:00 | 2.6257 | 2.6257
2021-10-30 02:30 | 2.5185 | 2.5185
2021-10-30 03:00 | 2.6257 | 2.6257
2021-10-30 03:30 | 2.5185 | 2.5185
2021-10-30 04:00 | 2.5185 | 2.5185
2021-10-30 04:30 | 2.4114 | 2.4114
2021-10-30 05:00 | 2.4114 | 2.4114
2021-10-30 05:30 | 2.4114 | 2.4114
2021-10-30 06:00 | 2.3042 | 2.3042
2021-10-30 06:30 | 2.197 | 2.197
2021-10-30 07:00 | 2.3042 | 2.3042
2021-10-30 07:30 | 2.197 | 2.197
2021-10-30 08:00 | 2.4114 | 2.4114
2021-10-30 08:30 | 2.5185 | 2.5185
2021-10-30 09:00 | 2.197 | 2.197
2021-10-30 09:30 | 2.0899 | 2.0899
2021-10-30 10:00 | 2.1434 | 2.1434
2021-10-30 10:30 | 2.5185 | 2.5185
2021-10-30 11:00 | 2.7329 | 2.7329
2021-10-30 11:30 | 2.8401 | 2.8401
2021-10-30 12:00 | 2.8401 | 2.8401
2021-10-30 12:30 | 2.8401 | 2.8401
2021-10-30 13:00 | 3.0544 | 3.0544
2021-10-30 13:30 | 2.8401 | 2.8401
2021-10-30 14:00 | 2.9472 | 2.9472
2021-10-30 14:30 | 3.0544 | 3.0544
2021-10-30 15:00 | 3.0544 | 3.0544
2021-10-30 15:30 | 3.2687 | 3.2687
2021-10-30 16:00 | 3.2152 | 3.2152
2021-10-30 16:30 | 3.4295 | 3.4295
2021-10-30 17:00 | 3.5903 | 3.5903
2021-10-30 17:30 | 3.6974 | 3.6974
2021-10-30 18:00 | 3.751 | 3.751
2021-10-30 18:30 | 3.9118 | 3.9118
2021-10-30 19:00 | 3.9896 | 3.9896
2021-10-30 19:30 | 4.0725 | 4.0725
2021-10-30 20:00 | 3.9118 | 3.9118
2021-10-30 20:30 | 3.9118 | 3.9118
2021-10-30 21:00 | 3.5367 | 3.5367
2021-10-30 21:30 | 3.5367 | 3.5367
2021-10-30 22:00 | 3.4295 | 3.4295
2021-10-30 22:30 | 3.1616 | 3.1616
2021-10-30 23:00 | 3.108 | 3.108
2021-10-30 23:30 | 2.9472 | 2.9472
2021-10-31 | 3.0008 | 3.0008
2021-10-31 00:30 | 2.7329 | 2.7329
2021-10-31 01:00 | 2.7329 | 2.7329
2021-10-31 01:30 | 2.6257 | 2.6257
2021-10-31 02:00 | 2.5185 | 2.5185
2021-10-31 02:30 | 2.5185 | 2.5185
2021-10-31 03:00 | 2.4114 | 2.4114
2021-10-31 03:30 | 2.4114 | 2.4114
2021-10-31 04:00 | 2.3042 | 2.3042
2021-10-31 04:30 | 2.3042 | 2.3042
2021-10-31 05:00 | 2.3042 | 2.3042
2021-10-31 05:30 | 2.3578 | 2.3578
2021-10-31 06:00 | 2.3042 | 2.3042
2021-10-31 06:30 | 2.4114 | 2.4114
2021-10-31 07:00 | 2.5185 | 2.5185
2021-10-31 07:30 | 2.4114 | 2.4114
2021-10-31 08:00 | 2.4114 | 2.4114
2021-10-31 08:30 | 2.0899 | 2.0899
2021-10-31 09:00 | 1.9827 | 1.9827
2021-10-31 09:30 | 1.8755 | 1.8755
2021-10-31 10:00 | 2.1434 | 2.1434
2021-10-31 10:30 | 1.8755 | 1.8755
2021-10-31 11:00 | 1.9827 | 1.9827
2021-10-31 11:30 | 2.1434 | 2.1434
2021-10-31 12:00 | 2.3152 | 2.3152
2021-10-31 12:30 | 2.6257 | 2.6257
2021-10-31 13:00 | 2.6257 | 2.6257
2021-10-31 13:30 | 2.8936 | 2.8936
2021-10-31 14:00 | 3.0544 | 3.0544
2021-10-31 14:30 | 3.2152 | 3.2152
2021-10-31 15:00 | 3.5367 | 3.5367
2021-10-31 15:30 | 4.3405 | 4.3405
2021-10-31 16:00 | 4.2869 | 4.2869
2021-10-31 16:30 | 4.2869 | 4.2869
2021-10-31 17:00 | 4.3155 | 4.3155
2021-10-31 17:30 | 4.7692 | 4.7692
2021-10-31 18:00 | 5.1978 | 5.1978
2021-10-31 18:30 | 4.7156 | 4.7156
2021-10-31 19:00 | 5.0907 | 5.0907
2021-10-31 19:30 | 5.305 | 5.305
2021-10-31 20:00 | 5.0907 | 5.0907
2021-10-31 20:30 | 4.9299 | 4.9299
2021-10-31 21:00 | 4.3941 | 4.3941
2021-10-31 21:30 | 4.3405 | 4.3405
2021-10-31 22:00 | 4.0189 | 4.0189
2021-10-31 22:30 | 3.5367 | 3.5367
2021-10-31 23:00 | 3.3759 | 3.3759
2021-10-31 23:30 | 3.0544 | 3.0544
2021-11-01 | 3.063 | 3.063
2021-11-01 00:30 | 2.8936 | 2.8936
2021-11-01 01:00 | 2.8401 | 2.8401
2021-11-01 01:30 | 2.7329 | 2.7329
2021-11-01 02:00 | 2.6257 | 2.6257
2021-11-01 02:30 | 2.6257 | 2.6257
2021-11-01 03:00 | 2.5185 | 2.5185
2021-11-01 03:30 | 2.5721 | 2.5721
2021-11-01 04:00 | 2.465 | 2.465
2021-11-01 04:30 | 2.5721 | 2.5721
2021-11-01 05:00 | 2.6793 | 2.6793
2021-11-01 05:30 | 2.8401 | 2.8401
2021-11-01 06:00 | 2.6793 | 2.6793
2021-11-01 06:30 | 2.9472 | 2.9472
2021-11-01 07:00 | 2.9472 | 2.9472
2021-11-01 07:30 | 3.0544 | 3.0544
2021-11-01 08:00 | 3.108 | 3.108
2021-11-01 08:30 | 3.2687 | 3.2687
2021-11-01 09:00 | 3.0544 | 3.0544
2021-11-01 09:30 | 3.2152 | 3.2152
2021-11-01 10:00 | 3.5903 | 3.5903
2021-11-01 10:30 | 3.5367 | 3.5367
2021-11-01 11:00 | 3.5903 | 3.5903
2021-11-01 11:30 | 4.3405 | 4.3405
2021-11-01 12:00 | 4.3405 | 4.3405
2021-11-01 12:30 | 4.3405 | 4.3405
2021-11-01 13:00 | 4.8763 | 4.8763
2021-11-01 13:30 | 5.1978 | 5.1978
2021-11-01 14:00 | 5.1978 | 5.1978
2021-11-01 14:30 | 4.9835 | 4.9835
2021-11-01 15:00 | 5.2514 | 5.2514
2021-11-01 15:30 | 5.0371 | 5.0371
2021-11-01 16:00 | 5.305 | 5.305
2021-11-01 16:30 | 5.305 | 5.305
2021-11-01 17:00 | 5.3586 | 5.3586
2021-11-01 17:30 | 5.305 | 5.305
2021-11-01 18:00 | 5.1443 | 5.1443
2021-11-01 18:30 | 5.0907 | 5.0907
2021-11-01 19:00 | 5.1978 | 5.1978
2021-11-01 19:30 | 4.8763 | 4.8763
2021-11-01 20:00 | 4.7156 | 4.7156
2021-11-01 20:30 | 4.1261 | 4.1261
2021-11-01 21:00 | 3.8046 | 3.8046
2021-11-01 21:30 | 3.4831 | 3.4831
2021-11-01 22:00 | 3.3223 | 3.3223
2021-11-01 22:30 | 2.9472 | 2.9472
2021-11-01 23:00 | 2.7865 | 2.7865
2021-11-01 23:30 | 2.7865 | 2.7865
2021-11-02 | 2.6257 | 2.6257
2021-11-02 00:30 | 2.5721 | 2.5721
2021-11-02 01:00 | 2.5721 | 2.5721
2021-11-02 01:30 | 2.465 | 2.465
2021-11-02 02:00 | 2.4227 | 2.4227
2021-11-02 02:30 | 2.454 | 2.454
2021-11-02 03:00 | 2.4114 | 2.4114
2021-11-02 03:30 | 2.4476 | 2.4476
2021-11-02 04:00 | 2.3578 | 2.3578
2021-11-02 04:30 | 2.4701 | 2.4701
2021-11-02 05:00 | 2.4114 | 2.4114
2021-11-02 05:30 | 2.5185 | 2.5185
2021-11-02 06:00 | 2.6793 | 2.6793
2021-11-02 06:30 | 2.8164 | 2.8164
2021-11-02 07:00 | 2.8551 | 2.8551
2021-11-02 07:30 | 3.0495 | 3.0495
2021-11-02 08:00 | 3.1616 | 3.1616
2021-11-02 08:30 | 3.2687 | 3.2687
2021-11-02 09:00 | 3.3759 | 3.3759
2021-11-02 09:30 | 3.3759 | 3.3759
2021-11-02 10:00 | 3.3223 | 3.3223
2021-11-02 10:30 | 3.3759 | 3.3759
2021-11-02 11:00 | 3.4295 | 3.4295
2021-11-02 11:30 | 3.751 | 3.751
2021-11-02 12:00 | 3.6974 | 3.6974
2021-11-02 12:30 | 3.9118 | 3.9118
2021-11-02 13:00 | 4.0725 | 4.0725
2021-11-02 13:30 | 4.1261 | 4.1261
2021-11-02 14:00 | 4.2869 | 4.2869
2021-11-02 14:30 | 4.3941 | 4.3941
2021-11-02 15:00 | 4.662 | 4.662
2021-11-02 15:30 | 4.9299 | 4.9299
2021-11-02 16:00 | 5.305 | 5.305
2021-11-02 16:30 | 5.7337 | 5.7337
2021-11-02 17:00 | 5.6265 | 5.6265
2021-11-02 17:30 | 5.6265 | 5.6265
2021-11-02 18:00 | 5.5194 | 5.5194
2021-11-02 18:30 | 5.5729 | 5.5729
2021-11-02 19:00 | 5.6265 | 5.6265
2021-11-02 19:30 | 5.5194 | 5.5194
2021-11-02 20:00 | 4.8227 | 4.8227
2021-11-02 20:30 | 4.3941 | 4.3941
2021-11-02 21:00 | 3.9118 | 3.9118
2021-11-02 21:30 | 3.9118 | 3.9118
2021-11-02 22:00 | 3.5903 | 3.5903
2021-11-02 22:30 | 3.3759 | 3.3759
2021-11-02 23:00 | 3.2687 | 3.2687
2021-11-02 23:30 | 3.1616 | 3.1616
2021-11-03 | 2.9472 | 2.9472
2021-11-03 00:30 | 2.9472 | 2.9472
2021-11-03 01:00 | 2.8936 | 2.8936
2021-11-03 01:30 | 2.8401 | 2.8401
2021-11-03 02:00 | 2.8401 | 2.8401
2021-11-03 02:30 | 2.7329 | 2.7329
2021-11-03 03:00 | 2.6793 | 2.6793
2021-11-03 03:30 | 2.6793 | 2.6793
2021-11-03 04:00 | 2.6257 | 2.6257
2021-11-03 04:30 | 2.7865 | 2.7865
2021-11-03 05:00 | 2.6793 | 2.6793
2021-11-03 05:30 | 2.8401 | 2.8401
2021-11-03 06:00 | 2.8401 | 2.8401
2021-11-03 06:30 | 2.9472 | 2.9472
2021-11-03 07:00 | 2.8401 | 2.8401
2021-11-03 07:30 | 3.2687 | 3.2687
2021-11-03 08:00 | 3.228 | 3.228
2021-11-03 08:30 | 3.108 | 3.108
2021-11-03 09:00 | 3.3223 | 3.3223
2021-11-03 09:30 | 3.0544 | 3.0544
2021-11-03 10:00 | 2.7329 | 2.7329
2021-11-03 10:30 | 3.2687 | 3.2687
2021-11-03 11:00 | 3.4295 | 3.4295
2021-11-03 11:30 | 3.3759 | 3.3759
2021-11-03 12:00 | 3.6438 | 3.6438
2021-11-03 12:30 | 3.5903 | 3.5903
2021-11-03 13:00 | 3.4831 | 3.4831
2021-11-03 13:30 | 3.5367 | 3.5367
2021-11-03 14:00 | 3.6974 | 3.6974
2021-11-03 14:30 | 4.0189 | 4.0189
2021-11-03 15:00 | 4.2869 | 4.2869
2021-11-03 15:30 | 4.5548 | 4.5548
2021-11-03 16:00 | 4.7692 | 4.7692
2021-11-03 16:30 | 5.0907 | 5.0907
2021-11-03 17:00 | 5.1978 | 5.1978
2021-11-03 17:30 | 5.4122 | 5.4122
2021-11-03 18:00 | 5.305 | 5.305
2021-11-03 18:30 | 5.3907 | 5.3907
2021-11-03 19:00 | 5.5194 | 5.5194
2021-11-03 19:30 | 5.305 | 5.305
2021-11-03 20:00 | 4.7193 | 4.7193
2021-11-03 20:30 | 0 | 0
2021-11-03 21:00 | 0 | 0
2021-11-03 21:30 | 0 | 0
2021-11-03 22:00 | 0 | 0
2021-11-03 22:30 | 0 | 0
2021-11-03 23:00 | 0 | 0
2021-11-03 23:30 | 0 | 0
2021-11-04 | 0 | 0
2021-11-04 00:30 | 0 | 0
2021-11-04 01:00 | 0 | 0
2021-11-04 01:30 | 0 | 0
2021-11-04 02:00 | 0 | 0
2021-11-04 02:30 | 0 | 0
2021-11-04 03:00 | 0 | 0
2021-11-04 03:30 | 0 | 0
2021-11-04 04:00 | 0 | 0
2021-11-04 04:30 | 0 | 0
2021-11-04 05:00 | 0 | 0
2021-11-04 05:30 | 0 | 0
2021-11-04 06:00 | 0 | 0
2021-11-04 06:30 | 0 | 0
2021-11-04 07:00 | 0 | 0
2021-11-04 07:30 | 0 | 0
2021-11-04 08:00 | 0 | 0
2021-11-04 08:30 | 0 | 0
2021-11-04 09:00 | 0 | 0
2021-11-04 09:30 | 0 | 0
2021-11-04 10:00 | 0 | 0
2021-11-04 10:30 | 0 | 0
2021-11-04 11:00 | 0 | 0
2021-11-04 11:30 | 0 | 0
2021-11-04 12:00 | 0 | 0
2021-11-04 12:30 | 0 | 0
2021-11-04 13:00 | 0 | 0
2021-11-04 13:30 | 0 | 0
2021-11-04 14:00 | 0 | 0
2021-11-04 14:30 | 0 | 0
2021-11-04 15:00 | 0 | 0
2021-11-04 15:30 | 0 | 0
2021-11-04 16:00 | 4.7156 | 4.7156
2021-11-04 16:30 | 5.0371 | 5.0371
2021-11-04 17:00 | 5.1978 | 5.1978
2021-11-04 17:30 | 5.3586 | 5.3586
2021-11-04 18:00 | 5.305 | 5.305
2021-11-04 18:30 | 5.5194 | 5.5194
2021-11-04 19:00 | 5.305 | 5.305
2021-11-04 19:30 | 5.3586 | 5.3586
2021-11-04 20:00 | 4.8522 | 4.8522
2021-11-04 20:30 | 4.6084 | 4.6084
2021-11-04 21:00 | 4.3405 | 4.3405
2021-11-04 21:30 | 4.0189 | 4.0189
2021-11-04 22:00 | 3.8582 | 3.8582
2021-11-04 22:30 | 3.5367 | 3.5367
2021-11-04 23:00 | 3.3759 | 3.3759
2021-11-04 23:30 | 3.2687 | 3.2687
2021-11-05 | 3.108 | 3.108
2021-11-05 00:30 | 3.0544 | 3.0544
2021-11-05 01:00 | 2.8401 | 2.8401
2021-11-05 01:30 | 2.7329 | 2.7329
2021-11-05 02:00 | 2.6257 | 2.6257
2021-11-05 02:30 | 2.5721 | 2.5721
2021-11-05 03:00 | 2.6257 | 2.6257
2021-11-05 03:30 | 2.465 | 2.465
2021-11-05 04:00 | 2.5185 | 2.5185
2021-11-05 04:30 | 2.6257 | 2.6257
2021-11-05 05:00 | 2.5185 | 2.5185
2021-11-05 05:30 | 2.7329 | 2.7329
2021-11-05 06:00 | 2.5721 | 2.5721
2021-11-05 06:30 | 2.7329 | 2.7329
2021-11-05 07:00 | 2.8401 | 2.8401
2021-11-05 07:30 | 3.0544 | 3.0544
2021-11-05 08:00 | 3.1616 | 3.1616
2021-11-05 08:30 | 3.0968 | 3.0968
2021-11-05 09:00 | 3.1616 | 3.1616
2021-11-05 09:30 | 3.1616 | 3.1616
2021-11-05 10:00 | 3.2152 | 3.2152
2021-11-05 10:30 | 3.3223 | 3.3223
2021-11-05 11:00 | 3.5367 | 3.5367
2021-11-05 11:30 | 3.6974 | 3.6974
2021-11-05 12:00 | 3.9118 | 3.9118
2021-11-05 12:30 | 4.0189 | 4.0189
2021-11-05 13:00 | 4.0725 | 4.0725
2021-11-05 13:30 | 4.2869 | 4.2869
2021-11-05 14:00 | 4.3405 | 4.3405
2021-11-05 14:30 | 4.5548 | 4.5548
2021-11-05 15:00 | 4.662 | 4.662
2021-11-05 15:30 | 4.9835 | 4.9835
2021-11-05 16:00 | 5.1978 | 5.1978
2021-11-05 16:30 | 5.4122 | 5.4122
2021-11-05 17:00 | 5.5194 | 5.5194
2021-11-05 17:30 | 5.4122 | 5.4122
2021-11-05 18:00 | 5.5194 | 5.5194
2021-11-05 18:30 | 5.4122 | 5.4122
2021-11-05 19:00 | 5.4122 | 5.4122
2021-11-05 19:30 | 5.1443 | 5.1443
2021-11-05 20:00 | 4.9835 | 4.9835
2021-11-05 20:30 | 4.7156 | 4.7156
2021-11-05 21:00 | 4.2333 | 4.2333
2021-11-05 21:30 | 4.0189 | 4.0189
2021-11-05 22:00 | 3.6438 | 3.6438
2021-11-05 22:30 | 3.4831 | 3.4831
2021-11-05 23:00 | 3.2687 | 3.2687
2021-11-05 23:30 | 3.2687 | 3.2687
2021-11-06 | 3.0008 | 3.0008
2021-11-06 00:30 | 3.0008 | 3.0008
2021-11-06 01:00 | 2.8401 | 2.8401
2021-11-06 01:30 | 2.7329 | 2.7329
2021-11-06 02:00 | 2.5721 | 2.5721
2021-11-06 02:30 | 2.6257 | 2.6257
2021-11-06 03:00 | 2.6257 | 2.6257
2021-11-06 03:30 | 2.5185 | 2.5185
2021-11-06 04:00 | 2.465 | 2.465
2021-11-06 04:30 | 2.465 | 2.465
2021-11-06 05:00 | 2.5185 | 2.5185
2021-11-06 05:30 | 2.6793 | 2.6793
2021-11-06 06:00 | 2.465 | 2.465
2021-11-06 06:30 | 2.465 | 2.465
2021-11-06 07:00 | 2.465 | 2.465
2021-11-06 07:30 | 2.7865 | 2.7865
2021-11-06 08:00 | 2.7865 | 2.7865
2021-11-06 08:30 | 3.108 | 3.108
2021-11-06 09:00 | 3.2687 | 3.2687
2021-11-06 09:30 | 3.4295 | 3.4295
2021-11-06 10:00 | 3.5903 | 3.5903
2021-11-06 10:30 | 3.6974 | 3.6974
2021-11-06 11:00 | 3.8582 | 3.8582
2021-11-06 11:30 | 4.1797 | 4.1797
2021-11-06 12:00 | 4.1 | 4.1
2021-11-06 12:30 | 4.2333 | 4.2333
2021-11-06 13:00 | 4.2333 | 4.2333
2021-11-06 13:30 | 4.5012 | 4.5012
2021-11-06 14:00 | 4.9299 | 4.9299
2021-11-06 14:30 | 5.1443 | 5.1443
2021-11-06 15:00 | 4.9835 | 4.9835
2021-11-06 15:30 | 4.662 | 4.662
2021-11-06 16:00 | 5.1443 | 5.1443
2021-11-06 16:30 | 5.2514 | 5.2514
2021-11-06 17:00 | 5.305 | 5.305
2021-11-06 17:30 | 5.305 | 5.305
2021-11-06 18:00 | 4.5548 | 4.5548
2021-11-06 18:30 | 4.6084 | 4.6084
2021-11-06 19:00 | 4.662 | 4.662
2021-11-06 19:30 | 4.7156 | 4.7156
2021-11-06 20:00 | 4.4476 | 4.4476
2021-11-06 20:30 | 4.1797 | 4.1797
2021-11-06 21:00 | 3.8046 | 3.8046
2021-11-06 21:30 | 3.8582 | 3.8582
2021-11-06 22:00 | 3.5903 | 3.5903
2021-11-06 22:30 | 3.4295 | 3.4295
2021-11-06 23:00 | 3.3759 | 3.3759
2021-11-06 23:30 | 3.1616 | 3.1616
2021-11-07 | 3.0544 | 3.0544
2021-11-07 00:30 | 2.9472 | 2.9472
2021-11-07 01:00 | 2.8401 | 2.8401
2021-11-07 01:30 | 2.8401 | 2.8401
2021-11-07 02:00 | 2.6257 | 2.6257
2021-11-07 02:30 | 2.6793 | 2.6793
2021-11-07 03:00 | 2.5721 | 2.5721
2021-11-07 03:30 | 2.5185 | 2.5185
2021-11-07 04:00 | 2.6257 | 2.6257
2021-11-07 04:30 | 2.5721 | 2.5721
2021-11-07 05:00 | 2.7329 | 2.7329
2021-11-07 05:30 | 2.6257 | 2.6257
2021-11-07 06:00 | 2.6257 | 2.6257
2021-11-07 06:30 | 2.7329 | 2.7329
2021-11-07 07:00 | 2.7865 | 2.7865
2021-11-07 07:30 | 3.0008 | 3.0008
2021-11-07 08:00 | 2.8936 | 2.8936
2021-11-07 08:30 | 2.7865 | 2.7865
2021-11-07 09:00 | 2.9472 | 2.9472
2021-11-07 09:30 | 2.8936 | 2.8936
2021-11-07 10:00 | 2.8936 | 2.8936
2021-11-07 10:30 | 2.9472 | 2.9472
2021-11-07 11:00 | 2.8401 | 2.8401
2021-11-07 11:30 | 3.2687 | 3.2687
2021-11-07 12:00 | 3.1616 | 3.1616
2021-11-07 12:30 | 2.8401 | 2.8401
2021-11-07 13:00 | 2.9472 | 2.9472
2021-11-07 13:30 | 2.8401 | 2.8401
2021-11-07 14:00 | 2.8936 | 2.8936
2021-11-07 14:30 | 2.8936 | 2.8936
2021-11-07 15:00 | 2.8401 | 2.8401
2021-11-07 15:30 | 3.0544 | 3.0544
2021-11-07 16:00 | 3.0008 | 3.0008
2021-11-07 16:30 | 3.0008 | 3.0008
2021-11-07 17:00 | 3.1616 | 3.1616
2021-11-07 17:30 | 3.3759 | 3.3759
2021-11-07 18:00 | 3.3759 | 3.3759
2021-11-07 18:30 | 3.5367 | 3.5367
2021-11-07 19:00 | 3.4831 | 3.4831
2021-11-07 19:30 | 3.4831 | 3.4831
2021-11-07 20:00 | 3.4295 | 3.4295
2021-11-07 20:30 | 3.2152 | 3.2152
2021-11-07 21:00 | 2.9472 | 2.9472
2021-11-07 21:30 | 3.0008 | 3.0008
2021-11-07 22:00 | 2.7865 | 2.7865
2021-11-07 22:30 | 2.6257 | 2.6257
2021-11-07 23:00 | 2.5721 | 2.5721
2021-11-07 23:30 | 2.3578 | 2.3578
2021-11-08 | 2.3578 | 2.3578
2021-11-08 00:30 | 2.4114 | 2.4114
2021-11-08 01:00 | 2.3042 | 2.3042
2021-11-08 01:30 | 2.197 | 2.197
2021-11-08 02:00 | 2.197 | 2.197
2021-11-08 02:30 | 2.1434 | 2.1434
2021-11-08 03:00 | 2.3042 | 2.3042
2021-11-08 03:30 | 2.197 | 2.197
2021-11-08 04:00 | 2.2506 | 2.2506
2021-11-08 04:30 | 2.197 | 2.197
2021-11-08 05:00 | 2.4114 | 2.4114
2021-11-08 05:30 | 2.5185 | 2.5185
2021-11-08 06:00 | 2.5185 | 2.5185
2021-11-08 06:30 | 2.7329 | 2.7329
2021-11-08 07:00 | 2.8936 | 2.8936
2021-11-08 07:30 | 2.9472 | 2.9472
2021-11-08 08:00 | 2.9472 | 2.9472
2021-11-08 08:30 | 2.8936 | 2.8936
2021-11-08 09:00 | 3.0544 | 3.0544
2021-11-08 09:30 | 2.8401 | 2.8401
2021-11-08 10:00 | 3.0008 | 3.0008
2021-11-08 10:30 | 3.0544 | 3.0544
2021-11-08 11:00 | 2.9472 | 2.9472
2021-11-08 11:30 | 3.108 | 3.108
2021-11-08 12:00 | 3.0008 | 3.0008
2021-11-08 12:30 | 3.2152 | 3.2152
2021-11-08 13:00 | 3.3223 | 3.3223
2021-11-08 13:30 | 3.4831 | 3.4831
2021-11-08 14:00 | 3.2152 | 3.2152
2021-11-08 14:30 | 3.6974 | 3.6974
2021-11-08 15:00 | 3.751 | 3.751
2021-11-08 15:30 | 3.8046 | 3.8046
2021-11-08 16:00 | 4.0189 | 4.0189
2021-11-08 16:30 | 3.9118 | 3.9118
2021-11-08 17:00 | 4.1261 | 4.1261
2021-11-08 17:30 | 4.3405 | 4.3405
2021-11-08 18:00 | 4.5012 | 4.5012
2021-11-08 18:30 | 4.662 | 4.662
2021-11-08 19:00 | 4.7156 | 4.7156
2021-11-08 19:30 | 4.5548 | 4.5548
2021-11-08 20:00 | 4.3405 | 4.3405
2021-11-08 20:30 | 4.0189 | 4.0189
2021-11-08 21:00 | 3.8046 | 3.8046
2021-11-08 21:30 | 3.5903 | 3.5903
2021-11-08 22:00 | 3.3223 | 3.3223
2021-11-08 22:30 | 3.1616 | 3.1616
2021-11-08 23:00 | 3.0544 | 3.0544
2021-11-08 23:30 | 3.0008 | 3.0008
2021-11-09 | 2.8401 | 2.8401
2021-11-09 00:30 | 2.8401 | 2.8401
2021-11-09 01:00 | 2.6257 | 2.6257
2021-11-09 01:30 | 2.5185 | 2.5185
2021-11-09 02:00 | 2.465 | 2.465
2021-11-09 02:30 | 2.3578 | 2.3578
2021-11-09 03:00 | 2.2506 | 2.2506
2021-11-09 03:30 | 2.3042 | 2.3042
2021-11-09 04:00 | 2.3042 | 2.3042
2021-11-09 04:30 | 2.3042 | 2.3042
2021-11-09 05:00 | 2.465 | 2.465
2021-11-09 05:30 | 2.465 | 2.465
2021-11-09 06:00 | 2.6257 | 2.6257
2021-11-09 06:30 | 2.6257 | 2.6257
2021-11-09 07:00 | 2.6793 | 2.6793
2021-11-09 07:30 | 2.8936 | 2.8936
2021-11-09 08:00 | 2.8936 | 2.8936
2021-11-09 08:30 | 2.9472 | 2.9472
2021-11-09 09:00 | 2.6257 | 2.6257
2021-11-09 09:30 | 2.9472 | 2.9472
2021-11-09 10:00 | 2.8936 | 2.8936
2021-11-09 10:30 | 3.1616 | 3.1616
2021-11-09 11:00 | 3.1616 | 3.1616
2021-11-09 11:30 | 3.5903 | 3.5903
2021-11-09 12:00 | 3.5367 | 3.5367
2021-11-09 12:30 | 3.4295 | 3.4295
2021-11-09 13:00 | 3.3759 | 3.3759
2021-11-09 13:30 | 3.5903 | 3.5903
2021-11-09 14:00 | 4.0189 | 4.0189
2021-11-09 14:30 | 3.6974 | 3.6974
2021-11-09 15:00 | 4.0189 | 4.0189
2021-11-09 15:30 | 3.751 | 3.751
2021-11-09 16:00 | 4.0189 | 4.0189
2021-11-09 16:30 | 4.3405 | 4.3405
2021-11-09 17:00 | 4.5548 | 4.5548
2021-11-09 17:30 | 4.7156 | 4.7156
2021-11-09 18:00 | 4.9299 | 4.9299
2021-11-09 18:30 | 4.8763 | 4.8763
2021-11-09 19:00 | 4.9835 | 4.9835
2021-11-09 19:30 | 4.9299 | 4.9299
2021-11-09 20:00 | 4.5466 | 4.5466
2021-11-09 20:30 | 4.1261 | 4.1261
2021-11-09 21:00 | 3.8046 | 3.8046
2021-11-09 21:30 | 3.644 | 3.644
2021-11-09 22:00 | 3.3759 | 3.3759
2021-11-09 22:30 | 3.1416 | 3.1416
2021-11-09 23:00 | 3.0544 | 3.0544
2021-11-09 23:30 | 2.8401 | 2.8401
2021-11-10 | 2.7329 | 2.7329
2021-11-10 00:30 | 2.6793 | 2.6793
2021-11-10 01:00 | 2.6257 | 2.6257
2021-11-10 01:30 | 2.5185 | 2.5185
2021-11-10 02:00 | 2.5721 | 2.5721
2021-11-10 02:30 | 2.5185 | 2.5185
2021-11-10 03:00 | 2.465 | 2.465
2021-11-10 03:30 | 2.4114 | 2.4114
2021-11-10 04:00 | 2.4114 | 2.4114
2021-11-10 04:30 | 2.6257 | 2.6257
2021-11-10 05:00 | 2.6257 | 2.6257
2021-11-10 05:30 | 2.5721 | 2.5721
2021-11-10 06:00 | 2.7329 | 2.7329
2021-11-10 06:30 | 2.8401 | 2.8401
2021-11-10 07:00 | 3.0544 | 3.0544
2021-11-10 07:30 | 3.108 | 3.108
2021-11-10 08:00 | 3.2152 | 3.2152
2021-11-10 08:30 | 3.2687 | 3.2687
2021-11-10 09:00 | 3.2687 | 3.2687
2021-11-10 09:30 | 3.4831 | 3.4831
2021-11-10 10:00 | 3.5367 | 3.5367
2021-11-10 10:30 | 3.6438 | 3.6438
2021-11-10 11:00 | 3.8046 | 3.8046
2021-11-10 11:30 | 3.9654 | 3.9654
2021-11-10 12:00 | 4.2333 | 4.2333
2021-11-10 12:30 | 4.3941 | 4.3941
2021-11-10 13:00 | 4.4476 | 4.4476
2021-11-10 13:30 | 4.6084 | 4.6084
2021-11-10 14:00 | 0 | 0
2021-11-10 14:30 | 0 | 0
2021-11-10 15:00 | 0 | 0
2021-11-10 15:30 | 0 | 0
2021-11-10 16:00 | 0 | 0
2021-11-10 16:30 | 0 | 0
2021-11-10 17:00 | 0 | 0
2021-11-10 17:30 | 0 | 0
2021-11-10 18:00 | 0 | 0
2021-11-10 18:30 | 0 | 0
2021-11-10 19:00 | 6.4303 | 6.4303
2021-11-10 19:30 | 6.2696 | 6.2696
2021-11-10 20:00 | 6.0016 | 6.0016
2021-11-10 20:30 | 5.4122 | 5.4122
2021-11-10 21:00 | 4.8763 | 4.8763
2021-11-10 21:30 | 4.662 | 4.662
2021-11-10 22:00 | 4.2333 | 4.2333
2021-11-10 22:30 | 3.8046 | 3.8046
2021-11-10 23:00 | 3.6974 | 3.6974
2021-11-10 23:30 | 3.5367 | 3.5367
2021-11-11 | 3.4831 | 3.4831
2021-11-11 00:30 | 3.3223 | 3.3223
2021-11-11 01:00 | 3.2687 | 3.2687
2021-11-11 01:30 | 3.2687 | 3.2687
2021-11-11 02:00 | 3.1616 | 3.1616
2021-11-11 02:30 | 3.0544 | 3.0544
2021-11-11 03:00 | 3.0544 | 3.0544
2021-11-11 03:30 | 1.6612 | 1.6612
2021-11-11 04:00 | 2.8936 | 2.8936
2021-11-11 04:30 | 2.8401 | 2.8401
2021-11-11 05:00 | 2.8401 | 2.8401
2021-11-11 05:30 | 3.0544 | 3.0544
2021-11-11 06:00 | 2.9472 | 2.9472
2021-11-11 06:30 | 3.0544 | 3.0544
2021-11-11 07:00 | 3.2687 | 3.2687
2021-11-11 07:30 | 3.2687 | 3.2687
2021-11-11 08:00 | 3.3759 | 3.3759
2021-11-11 08:30 | 3.6974 | 3.6974
2021-11-11 09:00 | 3.4831 | 3.4831
2021-11-11 09:30 | 3.4831 | 3.4831
2021-11-11 10:00 | 3.8046 | 3.8046
2021-11-11 10:30 | 3.8046 | 3.8046
2021-11-11 11:00 | 3.8582 | 3.8582
2021-11-11 11:30 | 3.5367 | 3.5367
2021-11-11 12:00 | 3.8046 | 3.8046
2021-11-11 12:30 | 3.9654 | 3.9654
2021-11-11 13:00 | 3.751 | 3.751
2021-11-11 13:30 | 3.6974 | 3.6974
2021-11-11 14:00 | 3.4831 | 3.4831
2021-11-11 14:30 | 3.3759 | 3.3759
2021-11-11 15:00 | 3.3759 | 3.3759
2021-11-11 15:30 | 3.2687 | 3.2687
2021-11-11 16:00 | 3.1616 | 3.1616
2021-11-11 16:30 | 3.4295 | 3.4295
2021-11-11 17:00 | 3.4295 | 3.4295
2021-11-11 17:30 | 3.5367 | 3.5367
2021-11-11 18:00 | 3.4831 | 3.4831
2021-11-11 18:30 | 3.6438 | 3.6438
2021-11-11 19:00 | 3.9654 | 3.9654
2021-11-11 19:30 | 3.6265 | 3.6265
2021-11-11 20:00 | 3.5911 | 3.5911
2021-11-11 20:30 | 3.3383 | 3.3383
2021-11-11 21:00 | 3.2152 | 3.2152
2021-11-11 21:30 | 3.0544 | 3.0544
2021-11-11 22:00 | 2.8401 | 2.8401
2021-11-11 22:30 | 2.5721 | 2.5721
2021-11-11 23:00 | 2.465 | 2.465
2021-11-11 23:30 | 2.3578 | 2.3578
2021-11-12 | 2.3042 | 2.3042
2021-11-12 00:30 | 2.197 | 2.197
2021-11-12 01:00 | 2.197 | 2.197
2021-11-12 01:30 | 2.197 | 2.197
2021-11-12 02:00 | 2.197 | 2.197
2021-11-12 02:30 | 2.197 | 2.197
2021-11-12 03:00 | 1.9827 | 1.9827
2021-11-12 03:30 | 1.8755 | 1.8755
2021-11-12 04:00 | 1.3932 | 1.3932
2021-11-12 04:30 | 1.4468 | 1.4468
2021-11-12 05:00 | 1.9827 | 1.9827
2021-11-12 05:30 | 2.0899 | 2.0899
2021-11-12 06:00 | 2.197 | 2.197
2021-11-12 06:30 | 2.197 | 2.197
2021-11-12 07:00 | 2.2506 | 2.2506
2021-11-12 07:30 | 2.197 | 2.197
2021-11-12 08:00 | 2.0899 | 2.0899
2021-11-12 08:30 | 2.197 | 2.197
2021-11-12 09:00 | 1.8755 | 1.8755
2021-11-12 09:30 | 1.8755 | 1.8755
2021-11-12 10:00 | 1.6076 | 1.6076
2021-11-12 10:30 | 1.7387 | 1.7387
2021-11-12 11:00 | 1.7683 | 1.7683
2021-11-12 11:30 | 1.7148 | 1.7148
2021-11-12 12:00 | 2.0899 | 2.0899
2021-11-12 12:30 | 2.0899 | 2.0899
2021-11-12 13:00 | 1.8755 | 1.8755
2021-11-12 13:30 | 1.8755 | 1.8755
2021-11-12 14:00 | 1.8755 | 1.8755
2021-11-12 14:30 | 1.9827 | 1.9827
2021-11-12 15:00 | 1.9827 | 1.9827
2021-11-12 15:30 | 1.9291 | 1.9291
2021-11-12 16:00 | 2.197 | 2.197
2021-11-12 16:30 | 2.4114 | 2.4114
2021-11-12 17:00 | 2.6257 | 2.6257
2021-11-12 17:30 | 2.6793 | 2.6793
2021-11-12 18:00 | 2.5185 | 2.5185
2021-11-12 18:30 | 2.7865 | 2.7865
2021-11-12 19:00 | 2.8401 | 2.8401
2021-11-12 19:30 | 3.0008 | 3.0008
2021-11-12 20:00 | 2.8401 | 2.8401
2021-11-12 20:30 | 2.6793 | 2.6793
2021-11-12 21:00 | 2.3578 | 2.3578
2021-11-12 21:30 | 2.5185 | 2.5185
2021-11-12 22:00 | 2.3042 | 2.3042
2021-11-12 22:30 | 2.1434 | 2.1434
2021-11-12 23:00 | 2.0363 | 2.0363
2021-11-12 23:30 | 1.8219 | 1.8219
2021-11-13 | 1.7683 | 1.7683
2021-11-13 00:30 | 1.7683 | 1.7683
2021-11-13 01:00 | 1.6612 | 1.6612
2021-11-13 01:30 | 1.7683 | 1.7683
2021-11-13 02:00 | 1.6076 | 1.6076
2021-11-13 02:30 | 1.6076 | 1.6076
2021-11-13 03:00 | 1.6612 | 1.6612
2021-11-13 03:30 | 1.5004 | 1.5004
2021-11-13 04:00 | 1.6612 | 1.6612
2021-11-13 04:30 | 1.6612 | 1.6612
2021-11-13 05:00 | 1.7148 | 1.7148
2021-11-13 05:30 | 1.7683 | 1.7683
2021-11-13 06:00 | 1.6612 | 1.6612
2021-11-13 06:30 | 1.7148 | 1.7148
2021-11-13 07:00 | 1.6612 | 1.6612
2021-11-13 07:30 | 1.6612 | 1.6612
2021-11-13 08:00 | 1.554 | 1.554
2021-11-13 08:30 | 1.3932 | 1.3932
2021-11-13 09:00 | 1.3397 | 1.3397
2021-11-13 09:30 | 1.2861 | 1.2861
2021-11-13 10:00 | 1.2325 | 1.2325
2021-11-13 10:30 | 1.2325 | 1.2325
2021-11-13 11:00 | 1.2325 | 1.2325
2021-11-13 11:30 | 1.1789 | 1.1789
2021-11-13 12:00 | 1.2325 | 1.2325
2021-11-13 12:30 | 1.2861 | 1.2861
2021-11-13 13:00 | 1.2325 | 1.2325
2021-11-13 13:30 | 1.3397 | 1.3397
2021-11-13 14:00 | 1.2861 | 1.2861
2021-11-13 14:30 | 1.4468 | 1.4468
2021-11-13 15:00 | 1.4468 | 1.4468
2021-11-13 15:30 | 1.6076 | 1.6076
2021-11-13 16:00 | 1.8755 | 1.8755
2021-11-13 16:30 | 2.197 | 2.197
2021-11-13 17:00 | 2.4114 | 2.4114
2021-11-13 17:30 | 2.465 | 2.465
2021-11-13 18:00 | 2.6793 | 2.6793
2021-11-13 18:30 | 2.8936 | 2.8936
2021-11-13 19:00 | 3.0544 | 3.0544
2021-11-13 19:30 | 3.0544 | 3.0544
2021-11-13 20:00 | 2.9472 | 2.9472
2021-11-13 20:30 | 2.7329 | 2.7329
2021-11-13 21:00 | 2.4114 | 2.4114
2021-11-13 21:30 | 2.465 | 2.465
2021-11-13 22:00 | 2.3042 | 2.3042
2021-11-13 22:30 | 2.197 | 2.197
2021-11-13 23:00 | 1.9827 | 1.9827
2021-11-13 23:30 | 1.9291 | 1.9291
2021-11-14 | 1.8219 | 1.8219
2021-11-14 00:30 | 1.8219 | 1.8219
2021-11-14 01:00 | 1.7683 | 1.7683
2021-11-14 01:30 | 1.7148 | 1.7148
2021-11-14 02:00 | 1.6076 | 1.6076
2021-11-14 02:30 | 1.6076 | 1.6076
2021-11-14 03:00 | 1.6076 | 1.6076
2021-11-14 03:30 | 1.6076 | 1.6076
2021-11-14 04:00 | 1.6076 | 1.6076
2021-11-14 04:30 | 1.6076 | 1.6076
2021-11-14 05:00 | 1.6612 | 1.6612
2021-11-14 05:30 | 1.6612 | 1.6612
2021-11-14 06:00 | 1.7148 | 1.7148
2021-11-14 06:30 | 1.6612 | 1.6612
2021-11-14 07:00 | 1.6076 | 1.6076
2021-11-14 07:30 | 1.4468 | 1.4468
2021-11-14 08:00 | 1.554 | 1.554
2021-11-14 08:30 | 1.3932 | 1.3932
2021-11-14 09:00 | 1.3397 | 1.3397
2021-11-14 09:30 | 1.1253 | 1.1253
2021-11-14 10:00 | 1.0717 | 1.0717
2021-11-14 10:30 | 1.0181 | 1.0181
2021-11-14 11:00 | 1.1253 | 1.1253
2021-11-14 11:30 | 1.1253 | 1.1253
2021-11-14 12:00 | 1.2325 | 1.2325
2021-11-14 12:30 | 1.2325 | 1.2325
2021-11-14 13:00 | 1.2861 | 1.2861
2021-11-14 13:30 | 1.3932 | 1.3932
2021-11-14 14:00 | 1.4468 | 1.4468
2021-11-14 14:30 | 1.3932 | 1.3932
2021-11-14 15:00 | 1.6076 | 1.6076
2021-11-14 15:30 | 1.7148 | 1.7148
2021-11-14 16:00 | 1.8755 | 1.8755
2021-11-14 16:30 | 2.1434 | 2.1434
2021-11-14 17:00 | 2.3042 | 2.3042
2021-11-14 17:30 | 2.6257 | 2.6257
2021-11-14 18:00 | 2.9472 | 2.9472
2021-11-14 18:30 | 3.1616 | 3.1616
2021-11-14 19:00 | 3.3759 | 3.3759
2021-11-14 19:30 | 3.4295 | 3.4295
2021-11-14 20:00 | 3.1616 | 3.1616
2021-11-14 20:30 | 3.0008 | 3.0008
2021-11-14 21:00 | 2.7329 | 2.7329
2021-11-14 21:30 | 2.7329 | 2.7329
2021-11-14 22:00 | 2.5185 | 2.5185
2021-11-14 22:30 | 2.3042 | 2.3042
2021-11-14 23:00 | 2.197 | 2.197
2021-11-14 23:30 | 2.0363 | 2.0363
2021-11-15 | 1.8755 | 1.8755
2021-11-15 00:30 | 1.9827 | 1.9827
2021-11-15 01:00 | 1.7683 | 1.7683
2021-11-15 01:30 | 1.8219 | 1.8219
2021-11-15 02:00 | 1.7148 | 1.7148
2021-11-15 02:30 | 1.7148 | 1.7148
2021-11-15 03:00 | 1.6612 | 1.6612
2021-11-15 03:30 | 1.7148 | 1.7148
2021-11-15 04:00 | 1.7683 | 1.7683
2021-11-15 04:30 | 1.7683 | 1.7683
2021-11-15 05:00 | 1.8755 | 1.8755
2021-11-15 05:30 | 1.9827 | 1.9827
2021-11-15 06:00 | 1.9827 | 1.9827
2021-11-15 06:30 | 2.0899 | 2.0899
2021-11-15 07:00 | 2.1434 | 2.1434
2021-11-15 07:30 | 2.1434 | 2.1434
2021-11-15 08:00 | 2.0363 | 2.0363
2021-11-15 08:30 | 1.8755 | 1.8755
2021-11-15 09:00 | 1.8755 | 1.8755
2021-11-15 09:30 | 1.8219 | 1.8219
2021-11-15 10:00 | 1.7148 | 1.7148
2021-11-15 10:30 | 1.7148 | 1.7148
2021-11-15 11:00 | 1.8219 | 1.8219
2021-11-15 11:30 | 1.8755 | 1.8755
2021-11-15 12:00 | 2.0899 | 2.0899
2021-11-15 12:30 | 2.0363 | 2.0363
2021-11-15 13:00 | 2.0899 | 2.0899
2021-11-15 13:30 | 2.3578 | 2.3578
2021-11-15 14:00 | 2.3042 | 2.3042
2021-11-15 14:30 | 2.3578 | 2.3578
2021-11-15 15:00 | 2.5185 | 2.5185
2021-11-15 15:30 | 2.7329 | 2.7329
2021-11-15 16:00 | 2.9472 | 2.9472
2021-11-15 16:30 | 3.1616 | 3.1616
2021-11-15 17:00 | 3.3759 | 3.3759
2021-11-15 17:30 | 3.5903 | 3.5903
2021-11-15 18:00 | 3.6974 | 3.6974
2021-11-15 18:30 | 3.6974 | 3.6974
2021-11-15 19:00 | 3.8582 | 3.8582
2021-11-15 19:30 | 3.8582 | 3.8582
2021-11-15 20:00 | 3.5367 | 3.5367
2021-11-15 20:30 | 3.3759 | 3.3759
2021-11-15 21:00 | 2.9472 | 2.9472
2021-11-15 21:30 | 3.0008 | 3.0008
2021-11-15 22:00 | 2.5721 | 2.5721
2021-11-15 22:30 | 2.3578 | 2.3578
2021-11-15 23:00 | 2.197 | 2.197
2021-11-15 23:30 | 2.197 | 2.197
2021-11-16 | 2.0363 | 2.0363
2021-11-16 00:30 | 1.9827 | 1.9827
2021-11-16 01:00 | 1.9827 | 1.9827
2021-11-16 01:30 | 1.8755 | 1.8755
2021-11-16 02:00 | 1.7683 | 1.7683
2021-11-16 02:30 | 1.7683 | 1.7683
2021-11-16 03:00 | 1.7683 | 1.7683
2021-11-16 03:30 | 1.7683 | 1.7683
2021-11-16 04:00 | 1.8755 | 1.8755
2021-11-16 04:30 | 1.7683 | 1.7683
2021-11-16 05:00 | 1.8755 | 1.8755
2021-11-16 05:30 | 1.8755 | 1.8755
2021-11-16 06:00 | 1.9827 | 1.9827
2021-11-16 06:30 | 2.197 | 2.197
2021-11-16 07:00 | 2.3042 | 2.3042
2021-11-16 07:30 | 2.197 | 2.197
2021-11-16 08:00 | 2.1434 | 2.1434
2021-11-16 08:30 | 2.0363 | 2.0363
2021-11-16 09:00 | 1.9291 | 1.9291
2021-11-16 09:30 | 1.9291 | 1.9291
2021-11-16 10:00 | 1.9827 | 1.9827
2021-11-16 10:30 | 2.0363 | 2.0363
2021-11-16 11:00 | 2.0899 | 2.0899
2021-11-16 11:30 | 2.0363 | 2.0363
2021-11-16 12:00 | 2.4114 | 2.4114
2021-11-16 12:30 | 2.4114 | 2.4114
2021-11-16 13:00 | 2.5721 | 2.5721
2021-11-16 13:30 | 2.5721 | 2.5721
2021-11-16 14:00 | 2.7865 | 2.7865
2021-11-16 14:30 | 2.8936 | 2.8936
2021-11-16 15:00 | 3.0544 | 3.0544
2021-11-16 15:30 | 3.2687 | 3.2687
2021-11-16 16:00 | 3.5903 | 3.5903
2021-11-16 16:30 | 3.751 | 3.751
2021-11-16 17:00 | 4.0189 | 4.0189
2021-11-16 17:30 | 4.1261 | 4.1261
2021-11-16 18:00 | 4.0725 | 4.0725
2021-11-16 18:30 | 4.2869 | 4.2869
2021-11-16 19:00 | 4.2333 | 4.2333
2021-11-16 19:30 | 4.1797 | 4.1797
2021-11-16 20:00 | 3.9118 | 3.9118
2021-11-16 20:30 | 3.5367 | 3.5367
2021-11-16 21:00 | 3.2152 | 3.2152
2021-11-16 21:30 | 3.108 | 3.108
2021-11-16 22:00 | 2.8936 | 2.8936
2021-11-16 22:30 | 2.5721 | 2.5721
2021-11-16 23:00 | 2.3578 | 2.3578
2021-11-16 23:30 | 2.3578 | 2.3578
2021-11-17 | 2.1434 | 2.1434
2021-11-17 00:30 | 2.197 | 2.197
2021-11-17 01:00 | 2.0363 | 2.0363
2021-11-17 01:30 | 2.0363 | 2.0363
2021-11-17 02:00 | 1.9291 | 1.9291
2021-11-17 02:30 | 1.9291 | 1.9291
2021-11-17 03:00 | 1.82 | 1.82
2021-11-17 03:30 | 1.9827 | 1.9827
2021-11-17 04:00 | 1.8219 | 1.8219
2021-11-17 04:30 | 1.8755 | 1.8755
2021-11-17 05:00 | 2.0363 | 2.0363
2021-11-17 05:30 | 2.1434 | 2.1434
2021-11-17 06:00 | 2.0899 | 2.0899
2021-11-17 06:30 | 2.3042 | 2.3042
2021-11-17 07:00 | 2.3578 | 2.3578
2021-11-17 07:30 | 2.3578 | 2.3578
2021-11-17 08:00 | 2.2506 | 2.2506
2021-11-17 08:30 | 2.2506 | 2.2506
2021-11-17 09:00 | 2.1434 | 2.1434
2021-11-17 09:30 | 2.197 | 2.197
2021-11-17 10:00 | 2.197 | 2.197
2021-11-17 10:30 | 2.4114 | 2.4114
2021-11-17 11:00 | 2.4114 | 2.4114
2021-11-17 11:30 | 2.6257 | 2.6257
2021-11-17 12:00 | 2.6793 | 2.6793
2021-11-17 12:30 | 3.0544 | 3.0544
2021-11-17 13:00 | 3.108 | 3.108
2021-11-17 13:30 | 3.2152 | 3.2152
2021-11-17 14:00 | 3.3759 | 3.3759
2021-11-17 14:30 | 3.3759 | 3.3759
2021-11-17 15:00 | 3.751 | 3.751
2021-11-17 15:30 | 4.0188 | 4.0188
2021-11-17 16:00 | 4.2333 | 4.2333
2021-11-17 16:30 | 4.3405 | 4.3405
2021-11-17 17:00 | 4.6084 | 4.6084
2021-11-17 17:30 | 4.7692 | 4.7692
2021-11-17 18:00 | 4.9835 | 4.9835
2021-11-17 18:30 | 4.8836 | 4.8836
2021-11-17 19:00 | 4.8763 | 4.8763
2021-11-17 19:30 | 4.662 | 4.662
2021-11-17 20:00 | 4.2869 | 4.2869
2021-11-17 20:30 | 3.9118 | 3.9118
2021-11-17 21:00 | 3.5903 | 3.5903
2021-11-17 21:30 | 3.5903 | 3.5903
2021-11-17 22:00 | 3.108 | 3.108
2021-11-17 22:30 | 2.8401 | 2.8401
2021-11-17 23:00 | 2.5721 | 2.5721
2021-11-17 23:30 | 2.5721 | 2.5721
2021-11-18 | 2.3578 | 2.3578
2021-11-18 00:30 | 2.3578 | 2.3578
2021-11-18 01:00 | 2.197 | 2.197
2021-11-18 01:30 | 2.0899 | 2.0899
2021-11-18 02:00 | 2.0363 | 2.0363
2021-11-18 02:30 | 2.0899 | 2.0899
2021-11-18 03:00 | 1.9827 | 1.9827
2021-11-18 03:30 | 1.9827 | 1.9827
2021-11-18 04:00 | 1.9827 | 1.9827
2021-11-18 04:30 | 1.9827 | 1.9827
2021-11-18 05:00 | 2.0363 | 2.0363
2021-11-18 05:30 | 2.1434 | 2.1434
2021-11-18 06:00 | 2.197 | 2.197
2021-11-18 06:30 | 2.2506 | 2.2506
2021-11-18 07:00 | 2.4114 | 2.4114
2021-11-18 07:30 | 2.6793 | 2.6793
2021-11-18 08:00 | 2.6793 | 2.6793
2021-11-18 08:30 | 2.5721 | 2.5721
2021-11-18 09:00 | 2.5185 | 2.5185
2021-11-18 09:30 | 2.9472 | 2.9472
2021-11-18 10:00 | 2.8936 | 2.8936
2021-11-18 10:30 | 3.108 | 3.108
2021-11-18 11:00 | 3.2152 | 3.2152
2021-11-18 11:30 | 3.4831 | 3.4831
2021-11-18 12:00 | 3.8046 | 3.8046
2021-11-18 12:30 | 4.3405 | 4.3405
2021-11-18 13:00 | 4.2333 | 4.2333
2021-11-18 13:30 | 4.2333 | 4.2333
2021-11-18 14:00 | 4.5012 | 4.5012
2021-11-18 14:30 | 4.4476 | 4.4476
2021-11-18 15:00 | 4.7156 | 4.7156
2021-11-18 15:30 | 5.305 | 5.305
2021-11-18 16:00 | 4.9835 | 4.9835
2021-11-18 16:30 | 5.5729 | 5.5729
2021-11-18 17:00 | 5.5194 | 5.5194
2021-11-18 17:30 | 5.6265 | 5.6265
2021-11-18 18:00 | 5.6265 | 5.6265
2021-11-18 18:30 | 5.7873 | 5.7873
2021-11-18 19:00 | 5.7337 | 5.7337
2021-11-18 19:30 | 5.7337 | 5.7337
2021-11-18 20:00 | 5.1978 | 5.1978
2021-11-18 20:30 | 4.8763 | 4.8763
2021-11-18 21:00 | 4.4476 | 4.4476
2021-11-18 21:30 | 4.3405 | 4.3405
2021-11-18 22:00 | 4.0189 | 4.0189
2021-11-18 22:30 | 3.8046 | 3.8046
2021-11-18 23:00 | 3.5903 | 3.5903
2021-11-18 23:30 | 3.3759 | 3.3759
2021-11-19 | 3.3223 | 3.3223
2021-11-19 00:30 | 3.2687 | 3.2687
2021-11-19 01:00 | 3.108 | 3.108
2021-11-19 01:30 | 3.1616 | 3.1616
2021-11-19 02:00 | 3.0008 | 3.0008
2021-11-19 02:30 | 3.0008 | 3.0008
2021-11-19 03:00 | 2.8936 | 2.8936
2021-11-19 03:30 | 2.9472 | 2.9472
2021-11-19 04:00 | 2.8401 | 2.8401
2021-11-19 04:30 | 3.0542 | 3.0542
2021-11-19 05:00 | 3.0008 | 3.0008
2021-11-19 05:30 | 3.0544 | 3.0544
2021-11-19 06:00 | 3.0544 | 3.0544
2021-11-19 06:30 | 3.3759 | 3.3759
2021-11-19 07:00 | 3.3759 | 3.3759
2021-11-19 07:30 | 3.6438 | 3.6438
2021-11-19 08:00 | 3.6974 | 3.6974
2021-11-19 08:30 | 3.5903 | 3.5903
2021-11-19 09:00 | 3.6438 | 3.6438
2021-11-19 09:30 | 3.6438 | 3.6438
2021-11-19 10:00 | 3.6974 | 3.6974
2021-11-19 10:30 | 4.0189 | 4.0189
2021-11-19 11:00 | 4.1261 | 4.1261
2021-11-19 11:30 | 4.2333 | 4.2333
2021-11-19 12:00 | 4.662 | 4.662
2021-11-19 12:30 | 4.7156 | 4.7156
2021-11-19 13:00 | 4.7692 | 4.7692
2021-11-19 13:30 | 4.8763 | 4.8763
2021-11-19 14:00 | 4.9835 | 4.9835
2021-11-19 14:30 | 4.7156 | 4.7156
2021-11-19 15:00 | 5.0371 | 5.0371
2021-11-19 15:30 | 5.2514 | 5.2514
2021-11-19 16:00 | 5.6265 | 5.6265
2021-11-19 16:30 | 5.5194 | 5.5194
2021-11-19 17:00 | 5.7873 | 5.7873
2021-11-19 17:30 | 5.5729 | 5.5729
2021-11-19 18:00 | 5.5729 | 5.5729
2021-11-19 18:30 | 5.8409 | 5.8409
2021-11-19 19:00 | 5.596 | 5.596
2021-11-19 19:30 | 5.6265 | 5.6265
2021-11-19 20:00 | 5.1443 | 5.1443
2021-11-19 20:30 | 4.7692 | 4.7692
2021-11-19 21:00 | 4.3405 | 4.3405
2021-11-19 21:30 | 4.1261 | 4.1261
2021-11-19 22:00 | 4.0725 | 4.0725
2021-11-19 22:30 | 3.5903 | 3.5903
2021-11-19 23:00 | 3.4831 | 3.4831
2021-11-19 23:30 | 3.1616 | 3.1616
2021-11-20 | 3.108 | 3.108
2021-11-20 00:30 | 2.9472 | 2.9472
2021-11-20 01:00 | 2.8936 | 2.8936
2021-11-20 01:30 | 2.8401 | 2.8401
2021-11-20 02:00 | 2.8401 | 2.8401
2021-11-20 02:30 | 2.7329 | 2.7329
2021-11-20 03:00 | 2.7329 | 2.7329
2021-11-20 03:30 | 2.6793 | 2.6793
2021-11-20 04:00 | 2.6257 | 2.6257
2021-11-20 04:30 | 2.5185 | 2.5185
2021-11-20 05:00 | 2.6257 | 2.6257
2021-11-20 05:30 | 2.6257 | 2.6257
2021-11-20 06:00 | 2.5185 | 2.5185
2021-11-20 06:30 | 2.5185 | 2.5185
2021-11-20 07:00 | 2.6257 | 2.6257
2021-11-20 07:30 | 2.8401 | 2.8401
2021-11-20 08:00 | 2.9472 | 2.9472
2021-11-20 08:30 | 3.1616 | 3.1616
2021-11-20 09:00 | 3.108 | 3.108
2021-11-20 09:30 | 3.1616 | 3.1616
2021-11-20 10:00 | 3.2152 | 3.2152
2021-11-20 10:30 | 3.4295 | 3.4295
2021-11-20 11:00 | 3.5903 | 3.5903
2021-11-20 11:30 | 3.6974 | 3.6974
2021-11-20 12:00 | 3.9118 | 3.9118
2021-11-20 12:30 | 4.0189 | 4.0189
2021-11-20 13:00 | 4.1797 | 4.1797
2021-11-20 13:30 | 4.3405 | 4.3405
2021-11-20 14:00 | 4.4476 | 4.4476
2021-11-20 14:30 | 4.662 | 4.662
2021-11-20 15:00 | 4.7156 | 4.7156
2021-11-20 15:30 | 4.9299 | 4.9299
2021-11-20 16:00 | 5.0371 | 5.0371
2021-11-20 16:30 | 5.305 | 5.305
2021-11-20 17:00 | 5.6265 | 5.6265
2021-11-20 17:30 | 5.7337 | 5.7337
2021-11-20 18:00 | 5.948 | 5.948
2021-11-20 18:30 | 6.0016 | 6.0016
2021-11-20 19:00 | 5.948 | 5.948
2021-11-20 19:30 | 5.7873 | 5.7873
2021-11-20 20:00 | 5.4122 | 5.4122
2021-11-20 20:30 | 4.9835 | 4.9835
2021-11-20 21:00 | 4.6084 | 4.6084
2021-11-20 21:30 | 4.3405 | 4.3405
2021-11-20 22:00 | 4.1261 | 4.1261
2021-11-20 22:30 | 3.6438 | 3.6438
2021-11-20 23:00 | 3.5367 | 3.5367
2021-11-20 23:30 | 3.3223 | 3.3223
2021-11-21 | 3.2152 | 3.2152
2021-11-21 00:30 | 3.0544 | 3.0544
2021-11-21 01:00 | 3.0008 | 3.0008
2021-11-21 01:30 | 2.7865 | 2.7865
2021-11-21 02:00 | 2.8401 | 2.8401
2021-11-21 02:30 | 2.6257 | 2.6257
2021-11-21 03:00 | 2.6257 | 2.6257
2021-11-21 03:30 | 2.6257 | 2.6257
2021-11-21 04:00 | 2.6257 | 2.6257
2021-11-21 04:30 | 2.6257 | 2.6257
2021-11-21 05:00 | 2.4114 | 2.4114
2021-11-21 05:30 | 2.6257 | 2.6257
2021-11-21 06:00 | 2.4114 | 2.4114
2021-11-21 06:30 | 2.5185 | 2.5185
2021-11-21 07:00 | 2.6257 | 2.6257
2021-11-21 07:30 | 2.9472 | 2.9472
2021-11-21 08:00 | 3.1616 | 3.1616
2021-11-21 08:30 | 3.3759 | 3.3759
2021-11-21 09:00 | 3.5903 | 3.5903
2021-11-21 09:30 | 3.6974 | 3.6974
2021-11-21 10:00 | 3.8046 | 3.8046
2021-11-21 10:30 | 4.0189 | 4.0189
2021-11-21 11:00 | 4.2333 | 4.2333
2021-11-21 11:30 | 4.3941 | 4.3941
2021-11-21 12:00 | 4.6084 | 4.6084
2021-11-21 12:30 | 4.8763 | 4.8763
2021-11-21 13:00 | 5.4122 | 5.4122
2021-11-21 13:30 | 5.4122 | 5.4122
2021-11-21 14:00 | 5.8409 | 5.8409
2021-11-21 14:30 | 5.305 | 5.305
2021-11-21 15:00 | 5.8945 | 5.8945
2021-11-21 15:30 | 6.0016 | 6.0016
2021-11-21 16:00 | 5.6801 | 5.6801
2021-11-21 16:30 | 5.0907 | 5.0907
2021-11-21 17:00 | 4.9835 | 4.9835
2021-11-21 17:30 | 4.8763 | 4.8763
2021-11-21 18:00 | 5.0054 | 5.0054
2021-11-21 18:30 | 5.1978 | 5.1978
2021-11-21 19:00 | 5.305 | 5.305
2021-11-21 19:30 | 5.0907 | 5.0907
2021-11-21 20:00 | 5.0907 | 5.0907
2021-11-21 20:30 | 4.7692 | 4.7692
2021-11-21 21:00 | 4.5548 | 4.5548
2021-11-21 21:30 | 4.2333 | 4.2333
2021-11-21 22:00 | 4.0189 | 4.0189
2021-11-21 22:30 | 3.6438 | 3.6438
2021-11-21 23:00 | 3.5903 | 3.5903
2021-11-21 23:30 | 3.3271 | 3.3271
2021-11-22 | 3.2687 | 3.2687
2021-11-22 00:30 | 3.1616 | 3.1616
2021-11-22 01:00 | 3.0544 | 3.0544
2021-11-22 01:30 | 2.8936 | 2.8936
2021-11-22 02:00 | 2.8401 | 2.8401
2021-11-22 02:30 | 2.8401 | 2.8401
2021-11-22 03:00 | 2.738 | 2.738
2021-11-22 03:30 | 2.6257 | 2.6257
2021-11-22 04:00 | 2.5721 | 2.5721
2021-11-22 04:30 | 2.6257 | 2.6257
2021-11-22 05:00 | 2.6257 | 2.6257
2021-11-22 05:30 | 2.7329 | 2.7329
2021-11-22 06:00 | 2.6257 | 2.6257
2021-11-22 06:30 | 2.8401 | 2.8401
2021-11-22 07:00 | 3.0544 | 3.0544
2021-11-22 07:30 | 3.2687 | 3.2687
2021-11-22 08:00 | 3.3759 | 3.3759
2021-11-22 08:30 | 3.3223 | 3.3223
2021-11-22 09:00 | 3.1616 | 3.1616
2021-11-22 09:30 | 3.3759 | 3.3759
2021-11-22 10:00 | 3.4831 | 3.4831
2021-11-22 10:30 | 3.4831 | 3.4831
2021-11-22 11:00 | 3.6974 | 3.6974
2021-11-22 11:30 | 3.751 | 3.751
2021-11-22 12:00 | 4.0189 | 4.0189
2021-11-22 12:30 | 4.3405 | 4.3405
2021-11-22 13:00 | 4.3405 | 4.3405
2021-11-22 13:30 | 4.662 | 4.662
2021-11-22 14:00 | 4.7692 | 4.7692
2021-11-22 14:30 | 4.7692 | 4.7692
2021-11-22 15:00 | 4.8763 | 4.8763
2021-11-22 15:30 | 5.1978 | 5.1978
2021-11-22 16:00 | 5.5194 | 5.5194
2021-11-22 16:30 | 5.6265 | 5.6265
2021-11-22 17:00 | 5.7337 | 5.7337
2021-11-22 17:30 | 5.948 | 5.948
2021-11-22 18:00 | 5.8945 | 5.8945
2021-11-22 18:30 | 5.8409 | 5.8409
2021-11-22 19:00 | 5.7337 | 5.7337
2021-11-22 19:30 | 5.7873 | 5.7873
2021-11-22 20:00 | 5.305 | 5.305
2021-11-22 20:30 | 5.0371 | 5.0371
2021-11-22 21:00 | 4.4476 | 4.4476
2021-11-22 21:30 | 4.1261 | 4.1261
2021-11-22 22:00 | 3.8582 | 3.8582
2021-11-22 22:30 | 3.4831 | 3.4831
2021-11-22 23:00 | 3.2687 | 3.2687
2021-11-22 23:30 | 3.0544 | 3.0544
2021-11-23 | 2.8936 | 2.8936
2021-11-23 00:30 | 2.6793 | 2.6793
2021-11-23 01:00 | 2.5721 | 2.5721
2021-11-23 01:30 | 2.465 | 2.465
2021-11-23 02:00 | 2.4114 | 2.4114
2021-11-23 02:30 | 2.3042 | 2.3042
2021-11-23 03:00 | 2.3042 | 2.3042
2021-11-23 03:30 | 2.3042 | 2.3042
2021-11-23 04:00 | 2.3042 | 2.3042
2021-11-23 04:30 | 2.197 | 2.197
2021-11-23 05:00 | 2.3042 | 2.3042
2021-11-23 05:30 | 2.3578 | 2.3578
2021-11-23 06:00 | 2.4114 | 2.4114
2021-11-23 06:30 | 2.5185 | 2.5185
2021-11-23 07:00 | 2.6257 | 2.6257
2021-11-23 07:30 | 2.8401 | 2.8401
2021-11-23 08:00 | 2.9472 | 2.9472
2021-11-23 08:30 | 2.8401 | 2.8401
2021-11-23 09:00 | 2.8401 | 2.8401
2021-11-23 09:30 | 2.9472 | 2.9472
2021-11-23 10:00 | 3.1616 | 3.1616
2021-11-23 10:30 | 3.1616 | 3.1616
2021-11-23 11:00 | 3.4831 | 3.4831
2021-11-23 11:30 | 3.5903 | 3.5903
2021-11-23 12:00 | 3.6438 | 3.6438
2021-11-23 12:30 | 4.3405 | 4.3405
2021-11-23 13:00 | 4.5012 | 4.5012
2021-11-23 13:30 | 4.6084 | 4.6084
2021-11-23 14:00 | 4.662 | 4.662
2021-11-23 14:30 | 4.8763 | 4.8763
2021-11-23 15:00 | 4.5012 | 4.5012
2021-11-23 15:30 | 5.0371 | 5.0371
2021-11-23 16:00 | 5.4122 | 5.4122
2021-11-23 16:30 | 5.0907 | 5.0907
2021-11-23 17:00 | 5.6265 | 5.6265
2021-11-23 17:30 | 5.5194 | 5.5194
2021-11-23 18:00 | 5.6265 | 5.6265
2021-11-23 18:30 | 5.5729 | 5.5729
2021-11-23 19:00 | 5.5729 | 5.5729
2021-11-23 19:30 | 5.4658 | 5.4658
2021-11-23 20:00 | 5.0985 | 5.0985
2021-11-23 20:30 | 4.6368 | 4.6368
2021-11-23 21:00 | 4.3405 | 4.3405
2021-11-23 21:30 | 4.1187 | 4.1187
2021-11-23 22:00 | 3.9118 | 3.9118
2021-11-23 22:30 | 3.544 | 3.544
2021-11-23 23:00 | 3.4831 | 3.4831
2021-11-23 23:30 | 3.1623 | 3.1623
2021-11-24 | 3.108 | 3.108
2021-11-24 00:30 | 2.9226 | 2.9226
2021-11-24 01:00 | 2.9472 | 2.9472
2021-11-24 01:30 | 2.7838 | 2.7838
2021-11-24 02:00 | 2.7329 | 2.7329
2021-11-24 02:30 | 2.7264 | 2.7264
2021-11-24 03:00 | 2.6257 | 2.6257
2021-11-24 03:30 | 2.7287 | 2.7287
2021-11-24 04:00 | 2.7329 | 2.7329
2021-11-24 04:30 | 2.7153 | 2.7153
2021-11-24 05:00 | 2.8401 | 2.8401
2021-11-24 05:30 | 2.8076 | 2.8076
2021-11-24 06:00 | 3.0544 | 3.0544
2021-11-24 06:30 | 3.035 | 3.035
2021-11-24 07:00 | 3.108 | 3.108
2021-11-24 07:30 | 3.2089 | 3.2089
2021-11-24 08:00 | 3.0544 | 3.0544
2021-11-24 08:30 | 3.2353 | 3.2353
2021-11-24 09:00 | 3.2152 | 3.2152
2021-11-24 09:30 | 3.3569 | 3.3569
2021-11-24 10:00 | 3.5903 | 3.5903
2021-11-24 10:30 | 3.9425 | 3.9425
2021-11-24 11:00 | 3.5903 | 3.5903
2021-11-24 11:30 | 3.7189 | 3.7189
2021-11-24 12:00 | 3.8046 | 3.8046
2021-11-24 12:30 | 3.5306 | 3.5306
2021-11-24 13:00 | 4.0725 | 4.0725
2021-11-24 13:30 | 4.4054 | 4.4054
2021-11-24 14:00 | 4.2333 | 4.2333
2021-11-24 14:30 | 3.8052 | 3.8052
2021-11-24 15:00 | 3.8582 | 3.8582
2021-11-24 15:30 | 3.8558 | 3.8558
2021-11-24 16:00 | 3.6974 | 3.6974
2021-11-24 16:30 | 3.8453 | 3.8453
2021-11-24 17:00 | 4.0189 | 4.0189
2021-11-24 17:30 | 3.9289 | 3.9289
2021-11-24 18:00 | 3.9118 | 3.9118
2021-11-24 18:30 | 3.951 | 3.951
2021-11-24 19:00 | 3.9654 | 3.9654
2021-11-24 19:30 | 3.9237 | 3.9237
2021-11-24 20:00 | 4.0189 | 4.0189
2021-11-24 20:30 | 3.699 | 3.699
2021-11-24 21:00 | 3.5367 | 3.5367
2021-11-24 21:30 | 3.4992 | 3.4992
2021-11-24 22:00 | 3.1616 | 3.1616
2021-11-24 22:30 | 3.0932 | 3.0932
2021-11-24 23:00 | 2.8936 | 2.8936
2021-11-24 23:30 | 2.8303 | 2.8303
2021-11-25 | 2.6793 | 2.6793
2021-11-25 00:30 | 2.5665 | 2.5665
2021-11-25 01:00 | 2.465 | 2.465
2021-11-25 01:30 | 2.4978 | 2.4978
2021-11-25 02:00 | 2.5721 | 2.5721
2021-11-25 02:30 | 2.3588 | 2.3588
2021-11-25 03:00 | 2.3578 | 2.3578
2021-11-25 03:30 | 2.4183 | 2.4183
2021-11-25 04:00 | 2.5185 | 2.5185
2021-11-25 04:30 | 2.474 | 2.474
2021-11-25 05:00 | 2.5185 | 2.5185
2021-11-25 05:30 | 2.5916 | 2.5916
2021-11-25 06:00 | 2.7329 | 2.7329
2021-11-25 06:30 | 2.7812 | 2.7812
2021-11-25 07:00 | 2.8936 | 2.8936
2021-11-25 07:30 | 3.0952 | 3.0952
2021-11-25 08:00 | 3.0008 | 3.0008
2021-11-25 08:30 | 2.8225 | 2.8225
2021-11-25 09:00 | 2.7865 | 2.7865
2021-11-25 09:30 | 2.7158 | 2.7158
2021-11-25 10:00 | 2.6257 | 2.6257
2021-11-25 10:30 | 2.7722 | 2.7722
2021-11-25 11:00 | 2.7329 | 2.7329
2021-11-25 11:30 | 2.6179 | 2.6179
2021-11-25 12:00 | 2.5185 | 2.5185
2021-11-25 12:30 | 2.5599 | 2.5599
2021-11-25 13:00 | 2.4114 | 2.4114
2021-11-25 13:30 | 2.2175 | 2.2175
2021-11-25 14:00 | 2.2506 | 2.2506
2021-11-25 14:30 | 2.0932 | 2.0932
2021-11-25 15:00 | 2.3042 | 2.3042
2021-11-25 15:30 | 2.0306 | 2.0306
2021-11-25 16:00 | 2.3974 | 2.3974
2021-11-25 16:30 | 2.3578 | 2.3578
2021-11-25 17:00 | 2.4239 | 2.4239
2021-11-25 17:30 | 2.6558 | 2.6558
2021-11-25 18:00 | 2.7329 | 2.7329
2021-11-25 18:30 | 3.079 | 3.079
2021-11-25 19:00 | 3.1283 | 3.1283
2021-11-25 19:30 | 3.108 | 3.108
2021-11-25 20:00 | 3.108 | 3.108
2021-11-25 20:30 | 2.9267 | 2.9267
2021-11-25 21:00 | 2.7329 | 2.7329
2021-11-25 21:30 | 2.709 | 2.709
2021-11-25 22:00 | 2.5185 | 2.5185
2021-11-25 22:30 | 2.3578 | 2.3578
2021-11-25 23:00 | 2.197 | 2.197
2021-11-25 23:30 | 2.0899 | 2.0899
2021-11-26 | 2.0363 | 2.0363
2021-11-26 00:30 | 1.9827 | 1.9827
2021-11-26 01:00 | 1.8755 | 1.8755
2021-11-26 01:30 | 1.9827 | 1.9827
2021-11-26 02:00 | 1.8755 | 1.8755
2021-11-26 02:30 | 1.7683 | 1.7683
2021-11-26 03:00 | 1.8219 | 1.8219
2021-11-26 03:30 | 1.8219 | 1.8219
2021-11-26 04:00 | 1.8755 | 1.8755
2021-11-26 04:30 | 1.8219 | 1.8219
2021-11-26 05:00 | 2.0899 | 2.0899
2021-11-26 05:30 | 1.9827 | 1.9827
2021-11-26 06:00 | 2.0899 | 2.0899
2021-11-26 06:30 | 2.2506 | 2.2506
2021-11-26 07:00 | 2.3042 | 2.3042
2021-11-26 07:30 | 2.3042 | 2.3042
2021-11-26 08:00 | 2.3042 | 2.3042
2021-11-26 08:30 | 2.197 | 2.197
2021-11-26 09:00 | 2.0899 | 2.0899
2021-11-26 09:30 | 2.3042 | 2.3042
2021-11-26 10:00 | 2.1434 | 2.1434
2021-11-26 10:30 | 2.3042 | 2.3042
2021-11-26 11:00 | 2.3578 | 2.3578
2021-11-26 11:30 | 2.4114 | 2.4114
2021-11-26 12:00 | 2.5721 | 2.5721
2021-11-26 12:30 | 2.6793 | 2.6793
2021-11-26 13:00 | 3.3759 | 3.3759
2021-11-26 13:30 | 2.8936 | 2.8936
2021-11-26 14:00 | 3.3759 | 3.3759
2021-11-26 14:30 | 3.4831 | 3.4831
2021-11-26 15:00 | 3.2687 | 3.2687
2021-11-26 15:30 | 3.3759 | 3.3759
2021-11-26 16:00 | 3.6438 | 3.6438
2021-11-26 16:30 | 3.8046 | 3.8046
2021-11-26 17:00 | 3.4831 | 3.4831
2021-11-26 17:30 | 3.9118 | 3.9118
2021-11-26 18:00 | 4.0725 | 4.0725
2021-11-26 18:30 | 3.9654 | 3.9654
2021-11-26 19:00 | 4.0725 | 4.0725
2021-11-26 19:30 | 4.0189 | 4.0189
2021-11-26 20:00 | 3.8582 | 3.8582
2021-11-26 20:30 | 3.5903 | 3.5903
2021-11-26 21:00 | 3.4295 | 3.4295
2021-11-26 21:30 | 3.3759 | 3.3759
2021-11-26 22:00 | 3.1616 | 3.1616
2021-11-26 22:30 | 2.8401 | 2.8401
2021-11-26 23:00 | 2.7329 | 2.7329
2021-11-26 23:30 | 2.6257 | 2.6257
2021-11-27 | 2.5185 | 2.5185
2021-11-27 00:30 | 2.5185 | 2.5185
2021-11-27 01:00 | 2.3042 | 2.3042
2021-11-27 01:30 | 2.3042 | 2.3042
2021-11-27 02:00 | 2.197 | 2.197
2021-11-27 02:30 | 2.1434 | 2.1434
2021-11-27 03:00 | 2.197 | 2.197
2021-11-27 03:30 | 2.0363 | 2.0363
2021-11-27 04:00 | 1.9827 | 1.9827
2021-11-27 04:30 | 2.0899 | 2.0899
2021-11-27 05:00 | 2.0899 | 2.0899
2021-11-27 05:30 | 2.1434 | 2.1434
2021-11-27 06:00 | 2.0363 | 2.0363
2021-11-27 06:30 | 2.197 | 2.197
2021-11-27 07:00 | 2.197 | 2.197
2021-11-27 07:30 | 2.0899 | 2.0899
2021-11-27 08:00 | 2.0899 | 2.0899
2021-11-27 08:30 | 2.1434 | 2.1434
2021-11-27 09:00 | 2.0899 | 2.0899
2021-11-27 09:30 | 2.0899 | 2.0899
2021-11-27 10:00 | 2.3042 | 2.3042
2021-11-27 10:30 | 2.3042 | 2.3042
2021-11-27 11:00 | 2.5185 | 2.5185
2021-11-27 11:30 | 2.6257 | 2.6257
2021-11-27 12:00 | 2.8401 | 2.8401
2021-11-27 12:30 | 2.8936 | 2.8936
2021-11-27 13:00 | 3.2687 | 3.2687
2021-11-27 13:30 | 3.1616 | 3.1616
2021-11-27 14:00 | 3.4295 | 3.4295
2021-11-27 14:30 | 3.3759 | 3.3759
2021-11-27 15:00 | 3.6974 | 3.6974
2021-11-27 15:30 | 3.8046 | 3.8046
2021-11-27 16:00 | 3.9654 | 3.9654
2021-11-27 16:30 | 4.3405 | 4.3405
2021-11-27 17:00 | 4.3405 | 4.3405
2021-11-27 17:30 | 4.3941 | 4.3941
2021-11-27 18:00 | 4.662 | 4.662
2021-11-27 18:30 | 4.5548 | 4.5548
2021-11-27 19:00 | 4.4476 | 4.4476
2021-11-27 19:30 | 4.2869 | 4.2869
2021-11-27 20:00 | 4.2869 | 4.2869
2021-11-27 20:30 | 3.9118 | 3.9118
2021-11-27 21:00 | 3.6974 | 3.6974
2021-11-27 21:30 | 3.6438 | 3.6438
2021-11-27 22:00 | 3.3759 | 3.3759
2021-11-27 22:30 | 3.108 | 3.108
2021-11-27 23:00 | 2.9472 | 2.9472
2021-11-27 23:30 | 2.7329 | 2.7329
2021-11-28 | 2.7329 | 2.7329
2021-11-28 00:30 | 2.5185 | 2.5185
2021-11-28 01:00 | 2.5185 | 2.5185
2021-11-28 01:30 | 2.3578 | 2.3578
2021-11-28 02:00 | 2.3042 | 2.3042
2021-11-28 02:30 | 2.3042 | 2.3042
2021-11-28 03:00 | 2.2506 | 2.2506
2021-11-28 03:30 | 2.3042 | 2.3042
2021-11-28 04:00 | 2.197 | 2.197
2021-11-28 04:30 | 2.3042 | 2.3042
2021-11-28 05:00 | 2.197 | 2.197
2021-11-28 05:30 | 2.1434 | 2.1434
2021-11-28 06:00 | 2.1434 | 2.1434
2021-11-28 06:30 | 2.1434 | 2.1434
2021-11-28 07:00 | 2.2506 | 2.2506
2021-11-28 07:30 | 2.1434 | 2.1434
2021-11-28 08:00 | 2.197 | 2.197
2021-11-28 08:30 | 2.0899 | 2.0899
2021-11-28 09:00 | 2.3042 | 2.3042
2021-11-28 09:30 | 2.197 | 2.197
2021-11-28 10:00 | 2.3042 | 2.3042
2021-11-28 10:30 | 2.6257 | 2.6257
2021-11-28 11:00 | 2.7865 | 2.7865
2021-11-28 11:30 | 3.0544 | 3.0544
2021-11-28 12:00 | 3.1616 | 3.1616
2021-11-28 12:30 | 3.3223 | 3.3223
2021-11-28 13:00 | 3.5903 | 3.5903
2021-11-28 13:30 | 3.6974 | 3.6974
2021-11-28 14:00 | 3.6974 | 3.6974
2021-11-28 14:30 | 4.0189 | 4.0189
2021-11-28 15:00 | 4.0189 | 4.0189
2021-11-28 15:30 | 4.2333 | 4.2333
2021-11-28 16:00 | 4.5548 | 4.5548
2021-11-28 16:30 | 4.9299 | 4.9299
2021-11-28 17:00 | 4.9299 | 4.9299
2021-11-28 17:30 | 5.2514 | 5.2514
2021-11-28 18:00 | 5.1978 | 5.1978
2021-11-28 18:30 | 5.1978 | 5.1978
2021-11-28 19:00 | 5.1978 | 5.1978
2021-11-28 19:30 | 5.0907 | 5.0907
2021-11-28 20:00 | 4.7692 | 4.7692
2021-11-28 20:30 | 4.3405 | 4.3405
2021-11-28 21:00 | 4.0189 | 4.0189
2021-11-28 21:30 | 3.9654 | 3.9654
2021-11-28 22:00 | 3.5903 | 3.5903
2021-11-28 22:30 | 3.3759 | 3.3759
2021-11-28 23:00 | 3.2687 | 3.2687
2021-11-28 23:30 | 3.0544 | 3.0544
2021-11-29 | 3.0008 | 3.0008
2021-11-29 00:30 | 2.8936 | 2.8936
2021-11-29 01:00 | 2.7329 | 2.7329
2021-11-29 01:30 | 2.6793 | 2.6793
2021-11-29 02:00 | 2.5721 | 2.5721
2021-11-29 02:30 | 2.465 | 2.465
2021-11-29 03:00 | 2.5185 | 2.5185
2021-11-29 03:30 | 2.4641 | 2.4641
2021-11-29 04:00 | 2.5185 | 2.5185
2021-11-29 04:30 | 2.6257 | 2.6257
2021-11-29 05:00 | 2.7329 | 2.7329
2021-11-29 05:30 | 2.6257 | 2.6257
2021-11-29 06:00 | 2.6257 | 2.6257
2021-11-29 06:30 | 2.6257 | 2.6257
2021-11-29 07:00 | 2.9472 | 2.9472
2021-11-29 07:30 | 2.9472 | 2.9472
2021-11-29 08:00 | 3.0927 | 3.0927
2021-11-29 08:30 | 2.9472 | 2.9472
2021-11-29 09:00 | 3.0544 | 3.0544
2021-11-29 09:30 | 3.1616 | 3.1616
2021-11-29 10:00 | 3.2152 | 3.2152
2021-11-29 10:30 | 3.4831 | 3.4831
2021-11-29 11:00 | 3.751 | 3.751
2021-11-29 11:30 | 3.751 | 3.751
2021-11-29 12:00 | 3.9118 | 3.9118
2021-11-29 12:30 | 4.2333 | 4.2333
2021-11-29 13:00 | 4.662 | 4.662
2021-11-29 13:30 | 4.9835 | 4.9835
2021-11-29 14:00 | 4.6084 | 4.6084
2021-11-29 14:30 | 4.8763 | 4.8763
2021-11-29 15:00 | 5.1443 | 5.1443
2021-11-29 15:30 | 5.6265 | 5.6265
2021-11-29 16:00 | 5.0907 | 5.0907
2021-11-29 16:30 | 5.4122 | 5.4122
2021-11-29 17:00 | 5.5194 | 5.5194
2021-11-29 17:30 | 5.7337 | 5.7337
2021-11-29 18:00 | 5.8409 | 5.8409
2021-11-29 18:30 | 5.948 | 5.948
2021-11-29 19:00 | 6.0552 | 6.0552
2021-11-29 19:30 | 6.0552 | 6.0552
2021-11-29 20:00 | 5.7337 | 5.7337
2021-11-29 20:30 | 5.2514 | 5.2514
2021-11-29 21:00 | 4.9299 | 4.9299
2021-11-29 21:30 | 4.4476 | 4.4476
2021-11-29 22:00 | 4.1797 | 4.1797
2021-11-29 22:30 | 3.8582 | 3.8582
2021-11-29 23:00 | 3.6974 | 3.6974
2021-11-29 23:30 | 3.5903 | 3.5903
2021-11-30 | 3.4831 | 3.4831
2021-11-30 00:30 | 3.2687 | 3.2687
2021-11-30 01:00 | 3.1616 | 3.1616
2021-11-30 01:30 | 3.1616 | 3.1616
2021-11-30 02:00 | 3.0544 | 3.0544
2021-11-30 02:30 | 2.9472 | 2.9472
2021-11-30 03:00 | 2.9472 | 2.9472
2021-11-30 03:30 | 2.8936 | 2.8936
2021-11-30 04:00 | 2.8401 | 2.8401
2021-11-30 04:30 | 2.8401 | 2.8401
2021-11-30 05:00 | 2.7865 | 2.7865
2021-11-30 05:30 | 2.7329 | 2.7329
2021-11-30 06:00 | 2.7329 | 2.7329
2021-11-30 06:30 | 2.8611 | 2.8611
2021-11-30 07:00 | 2.9472 | 2.9472
2021-11-30 07:30 | 3.3223 | 3.3223
2021-11-30 08:00 | 3.3223 | 3.3223
2021-11-30 08:30 | 3.2687 | 3.2687
2021-11-30 09:00 | 3.3759 | 3.3759
2021-11-30 09:30 | 3.4831 | 3.4831
2021-11-30 10:00 | 3.5903 | 3.5903
2021-11-30 10:30 | 3.9118 | 3.9118
2021-11-30 11:00 | 3.8046 | 3.8046
2021-11-30 11:30 | 3.8582 | 3.8582
2021-11-30 12:00 | 4.1797 | 4.1797
2021-11-30 12:30 | 4.3405 | 4.3405
2021-11-30 13:00 | 4.4476 | 4.4476
2021-11-30 13:30 | 4.5548 | 4.5548
2021-11-30 14:00 | 4.4476 | 4.4476
2021-11-30 14:30 | 4.7692 | 4.7692
2021-11-30 15:00 | 4.8227 | 4.8227
2021-11-30 15:30 | 5.0907 | 5.0907
2021-11-30 16:00 | 5.1978 | 5.1978
2021-11-30 16:30 | 5.6265 | 5.6265
2021-11-30 17:00 | 5.6265 | 5.6265
2021-11-30 17:30 | 5.7337 | 5.7337
2021-11-30 18:00 | 5.7873 | 5.7873
2021-11-30 18:30 | 5.7873 | 5.7873
2021-11-30 19:00 | 5.8876 | 5.8876
2021-11-30 19:30 | 5.6383 | 5.6383
2021-11-30 20:00 | 5.3586 | 5.3586
2021-11-30 20:30 | 4.8227 | 4.8227
2021-11-30 21:00 | 4.4476 | 4.4476
2021-11-30 21:30 | 4.0189 | 4.0189
2021-11-30 22:00 | 3.751 | 3.751
2021-11-30 22:30 | 3.4295 | 3.4295
2021-11-30 23:00 | 3.2687 | 3.2687
2021-11-30 23:30 | 2.9472 | 2.9472
2021-12-01 | 2.8936 | 2.8936
2021-12-01 00:30 | 2.7865 | 2.7865
2021-12-01 01:00 | 2.6793 | 2.6793
2021-12-01 01:30 | 2.5185 | 2.5185
2021-12-01 02:00 | 2.4114 | 2.4114
2021-12-01 02:30 | 2.2506 | 2.2506
2021-12-01 03:00 | 2.197 | 2.197
2021-12-01 03:30 | 2.197 | 2.197
2021-12-01 04:00 | 2.1434 | 2.1434
2021-12-01 04:30 | 2.197 | 2.197
2021-12-01 05:00 | 2.197 | 2.197
2021-12-01 05:30 | 2.2506 | 2.2506
2021-12-01 06:00 | 2.4114 | 2.4114
2021-12-01 06:30 | 2.4114 | 2.4114
2021-12-01 07:00 | 2.6793 | 2.6793
2021-12-01 07:30 | 2.7865 | 2.7865
2021-12-01 08:00 | 2.8401 | 2.8401
2021-12-01 08:30 | 2.9472 | 2.9472
2021-12-01 09:00 | 3.108 | 3.108
2021-12-01 09:30 | 3.2152 | 3.2152
2021-12-01 10:00 | 3.2687 | 3.2687
2021-12-01 10:30 | 3.5903 | 3.5903
2021-12-01 11:00 | 3.6974 | 3.6974
2021-12-01 11:30 | 3.9118 | 3.9118
2021-12-01 12:00 | 4.0189 | 4.0189
2021-12-01 12:30 | 4.2333 | 4.2333
2021-12-01 13:00 | 4.4476 | 4.4476
2021-12-01 13:30 | 4.4476 | 4.4476
2021-12-01 14:00 | 4.662 | 4.662
2021-12-01 14:30 | 4.7692 | 4.7692
2021-12-01 15:00 | 4.8763 | 4.8763
2021-12-01 15:30 | 5.0907 | 5.0907
2021-12-01 16:00 | 5.305 | 5.305
2021-12-01 16:30 | 5.6265 | 5.6265
2021-12-01 17:00 | 5.7337 | 5.7337
2021-12-01 17:30 | 5.948 | 5.948
2021-12-01 18:00 | 5.8945 | 5.8945
2021-12-01 18:30 | 6.1088 | 6.1088
2021-12-01 19:00 | 6.1624 | 6.1624
2021-12-01 19:30 | 5.8945 | 5.8945
2021-12-01 20:00 | 5.5729 | 5.5729
2021-12-01 20:30 | 5.0907 | 5.0907
2021-12-01 21:00 | 4.662 | 4.662
2021-12-01 21:30 | 4.4476 | 4.4476
2021-12-01 22:00 | 4.0189 | 4.0189
2021-12-01 22:30 | 3.5903 | 3.5903
2021-12-01 23:00 | 3.4831 | 3.4831
2021-12-01 23:30 | 3.2152 | 3.2152
2021-12-02 | 3.0544 | 3.0544
2021-12-02 00:30 | 2.9472 | 2.9472
2021-12-02 01:00 | 2.7865 | 2.7865
2021-12-02 01:30 | 2.8936 | 2.8936
2021-12-02 02:00 | 2.7329 | 2.7329
2021-12-02 02:30 | 2.7865 | 2.7865
2021-12-02 03:00 | 2.7329 | 2.7329
2021-12-02 03:30 | 2.7865 | 2.7865
2021-12-02 04:00 | 2.7329 | 2.7329
2021-12-02 04:30 | 2.8401 | 2.8401
2021-12-02 05:00 | 2.8401 | 2.8401
2021-12-02 05:30 | 2.7329 | 2.7329
2021-12-02 06:00 | 2.8401 | 2.8401
2021-12-02 06:30 | 2.9472 | 2.9472
2021-12-02 07:00 | 3.1616 | 3.1616
2021-12-02 07:30 | 3.3759 | 3.3759
2021-12-02 08:00 | 3.4831 | 3.4831
2021-12-02 08:30 | 3.4831 | 3.4831
2021-12-02 09:00 | 3.3223 | 3.3223
2021-12-02 09:30 | 3.4831 | 3.4831
2021-12-02 10:00 | 3.4831 | 3.4831
2021-12-02 10:30 | 3.751 | 3.751
2021-12-02 11:00 | 3.751 | 3.751
2021-12-02 11:30 | 4.0725 | 4.0725
2021-12-02 12:00 | 4.1261 | 4.1261
2021-12-02 12:30 | 4.5548 | 4.5548
2021-12-02 13:00 | 4.662 | 4.662
2021-12-02 13:30 | 4.9835 | 4.9835
2021-12-02 14:00 | 4.9835 | 4.9835
2021-12-02 14:30 | 5.1443 | 5.1443
2021-12-02 15:00 | 5.1978 | 5.1978
2021-12-02 15:30 | 5.3586 | 5.3586
2021-12-02 16:00 | 5.7337 | 5.7337
2021-12-02 16:30 | 6.1624 | 6.1624
2021-12-02 17:00 | 6.1088 | 6.1088
2021-12-02 17:30 | 6.3118 | 6.3118
2021-12-02 18:00 | 6.3231 | 6.3231
2021-12-02 18:30 | 6.2696 | 6.2696
2021-12-02 19:00 | 6.2696 | 6.2696
2021-12-02 19:30 | 6.2696 | 6.2696
2021-12-02 20:00 | 5.886 | 5.886
2021-12-02 20:30 | 5.5194 | 5.5194
2021-12-02 21:00 | 5.1978 | 5.1978
2021-12-02 21:30 | 4.8763 | 4.8763
2021-12-02 22:00 | 4.5548 | 4.5548
2021-12-02 22:30 | 4.1797 | 4.1797
2021-12-02 23:00 | 4.0189 | 4.0189
2021-12-02 23:30 | 3.8046 | 3.8046
2021-12-03 | 3.6974 | 3.6974
2021-12-03 00:30 | 3.5903 | 3.5903
2021-12-03 01:00 | 3.4295 | 3.4295
2021-12-03 01:30 | 3.3759 | 3.3759
2021-12-03 02:00 | 3.2687 | 3.2687
2021-12-03 02:30 | 3.2687 | 3.2687
2021-12-03 03:00 | 3.1616 | 3.1616
2021-12-03 03:30 | 3.1616 | 3.1616
2021-12-03 04:00 | 3.0544 | 3.0544
2021-12-03 04:30 | 3.108 | 3.108
2021-12-03 05:00 | 3.2152 | 3.2152
2021-12-03 05:30 | 3.108 | 3.108
2021-12-03 06:00 | 3.2687 | 3.2687
2021-12-03 06:30 | 3.2687 | 3.2687
2021-12-03 07:00 | 3.5903 | 3.5903
2021-12-03 07:30 | 3.6974 | 3.6974
2021-12-03 08:00 | 3.8046 | 3.8046
2021-12-03 08:30 | 3.9118 | 3.9118
2021-12-03 09:00 | 4.0189 | 4.0189
2021-12-03 09:30 | 4.2869 | 4.2869
2021-12-03 10:00 | 4.3941 | 4.3941
2021-12-03 10:30 | 4.5548 | 4.5548
2021-12-03 11:00 | 4.5548 | 4.5548
2021-12-03 11:30 | 4.7156 | 4.7156
2021-12-03 12:00 | 4.7156 | 4.7156
2021-12-03 12:30 | 4.9835 | 4.9835
2021-12-03 13:00 | 5.0907 | 5.0907
2021-12-03 13:30 | 5.1978 | 5.1978
2021-12-03 14:00 | 5.3586 | 5.3586
2021-12-03 14:30 | 5.4658 | 5.4658
2021-12-03 15:00 | 5.6265 | 5.6265
2021-12-03 15:30 | 5.7337 | 5.7337
2021-12-03 16:00 | 5.9425 | 5.9425
2021-12-03 16:30 | 6.0552 | 6.0552
2021-12-03 17:00 | 6.4839 | 6.4839
2021-12-03 17:30 | 6.3767 | 6.3767
2021-12-03 18:00 | 6.4839 | 6.4839
2021-12-03 18:30 | 6.4839 | 6.4839
2021-12-03 19:00 | 6.3231 | 6.3231
2021-12-03 19:30 | 6.1624 | 6.1624
2021-12-03 20:00 | 6.0016 | 6.0016
2021-12-03 20:30 | 5.6801 | 5.6801
2021-12-03 21:00 | 5.305 | 5.305
2021-12-03 21:30 | 5.1443 | 5.1443
2021-12-03 22:00 | 4.7692 | 4.7692
2021-12-03 22:30 | 4.5548 | 4.5548
2021-12-03 23:00 | 4.3405 | 4.3405
2021-12-03 23:30 | 4.1261 | 4.1261
2021-12-04 | 3.9654 | 3.9654
2021-12-04 00:30 | 3.8046 | 3.8046
2021-12-04 01:00 | 3.6974 | 3.6974
2021-12-04 01:30 | 3.4831 | 3.4831
2021-12-04 02:00 | 3.3759 | 3.3759
2021-12-04 02:30 | 3.3759 | 3.3759
2021-12-04 03:00 | 3.3223 | 3.3223
2021-12-04 03:30 | 3.3759 | 3.3759
2021-12-04 04:00 | 3.4295 | 3.4295
2021-12-04 04:30 | 3.3759 | 3.3759
2021-12-04 05:00 | 3.3759 | 3.3759
2021-12-04 05:30 | 3.2687 | 3.2687
2021-12-04 06:00 | 3.2687 | 3.2687
2021-12-04 06:30 | 3.3759 | 3.3759
2021-12-04 07:00 | 3.5367 | 3.5367
2021-12-04 07:30 | 3.751 | 3.751
2021-12-04 08:00 | 3.8046 | 3.8046
2021-12-04 08:30 | 4.0725 | 4.0725
2021-12-04 09:00 | 4.2869 | 4.2869
2021-12-04 09:30 | 4.2333 | 4.2333
2021-12-04 10:00 | 4.5548 | 4.5548
2021-12-04 10:30 | 4.7692 | 4.7692
2021-12-04 11:00 | 5.6265 | 5.6265
2021-12-04 11:30 | 5.1978 | 5.1978
2021-12-04 12:00 | 5.0907 | 5.0907
2021-12-04 12:30 | 5.1443 | 5.1443
2021-12-04 13:00 | 5.8945 | 5.8945
2021-12-04 13:30 | 5.305 | 5.305
2021-12-04 14:00 | 5.8409 | 5.8409
2021-12-04 14:30 | 5.305 | 5.305
2021-12-04 15:00 | 5.6265 | 5.6265
2021-12-04 15:30 | 5.8409 | 5.8409
2021-12-04 16:00 | 5.7873 | 5.7873
2021-12-04 16:30 | 6.0016 | 6.0016
2021-12-04 17:00 | 6.1088 | 6.1088
2021-12-04 17:30 | 6.3231 | 6.3231
2021-12-04 18:00 | 6.3767 | 6.3767
2021-12-04 18:30 | 6.5911 | 6.5911
2021-12-04 19:00 | 6.4839 | 6.4839
2021-12-04 19:30 | 6.2696 | 6.2696
2021-12-04 20:00 | 5.948 | 5.948
2021-12-04 20:30 | 5.7337 | 5.7337
2021-12-04 21:00 | 5.2514 | 5.2514
2021-12-04 21:30 | 5.0907 | 5.0907
2021-12-04 22:00 | 4.8227 | 4.8227
2021-12-04 22:30 | 4.5012 | 4.5012
2021-12-04 23:00 | 4.3405 | 4.3405
2021-12-04 23:30 | 4.0725 | 4.0725
2021-12-05 | 3.8582 | 3.8582
2021-12-05 00:30 | 3.6974 | 3.6974
2021-12-05 01:00 | 3.5903 | 3.5903
2021-12-05 01:30 | 3.4831 | 3.4831
2021-12-05 02:00 | 3.2687 | 3.2687
2021-12-05 02:30 | 3.108 | 3.108
2021-12-05 03:00 | 3.108 | 3.108
2021-12-05 03:30 | 3.0544 | 3.0544
2021-12-05 04:00 | 3.0544 | 3.0544
2021-12-05 04:30 | 3.0544 | 3.0544
2021-12-05 05:00 | 2.9472 | 2.9472
2021-12-05 05:30 | 2.9472 | 2.9472
2021-12-05 06:00 | 2.8401 | 2.8401
2021-12-05 06:30 | 2.9472 | 2.9472
2021-12-05 07:00 | 3.108 | 3.108
2021-12-05 07:30 | 3.4295 | 3.4295
2021-12-05 08:00 | 3.4295 | 3.4295
2021-12-05 08:30 | 3.5367 | 3.5367
2021-12-05 09:00 | 3.8582 | 3.8582
2021-12-05 09:30 | 4.0189 | 4.0189
2021-12-05 10:00 | 4.2333 | 4.2333
2021-12-05 10:30 | 4.3405 | 4.3405
2021-12-05 11:00 | 4.5012 | 4.5012
2021-12-05 11:30 | 4.662 | 4.662
2021-12-05 12:00 | 4.8227 | 4.8227
2021-12-05 12:30 | 5.0371 | 5.0371
2021-12-05 13:00 | 5.1443 | 5.1443
2021-12-05 13:30 | 5.305 | 5.305
2021-12-05 14:00 | 5.1978 | 5.1978
2021-12-05 14:30 | 5.948 | 5.948
2021-12-05 15:00 | 5.305 | 5.305
2021-12-05 15:30 | 6.0016 | 6.0016
2021-12-05 16:00 | 5.6265 | 5.6265
2021-12-05 16:30 | 5.8945 | 5.8945
2021-12-05 17:00 | 6.1624 | 6.1624
2021-12-05 17:30 | 6.0016 | 6.0016
2021-12-05 18:00 | 6.2696 | 6.2696
2021-12-05 18:30 | 6.2696 | 6.2696
2021-12-05 19:00 | 6.1624 | 6.1624
2021-12-05 19:30 | 5.948 | 5.948
2021-12-05 20:00 | 5.8945 | 5.8945
2021-12-05 20:30 | 5.5194 | 5.5194
2021-12-05 21:00 | 4.9835 | 4.9835
2021-12-05 21:30 | 4.662 | 4.662
2021-12-05 22:00 | 4.5012 | 4.5012
2021-12-05 22:30 | 4.0725 | 4.0725
2021-12-05 23:00 | 3.8582 | 3.8582
2021-12-05 23:30 | 3.6974 | 3.6974
2021-12-06 | 3.3759 | 3.3759
2021-12-06 00:30 | 3.1616 | 3.1616
2021-12-06 01:00 | 3.0544 | 3.0544
2021-12-06 01:30 | 3.0544 | 3.0544
2021-12-06 02:00 | 2.8936 | 2.8936
2021-12-06 02:30 | 2.7865 | 2.7865
2021-12-06 03:00 | 2.7329 | 2.7329
2021-12-06 03:30 | 2.7865 | 2.7865
2021-12-06 04:00 | 2.7329 | 2.7329
2021-12-06 04:30 | 2.7329 | 2.7329
2021-12-06 05:00 | 2.8936 | 2.8936
2021-12-06 05:30 | 2.8401 | 2.8401
2021-12-06 06:00 | 2.7329 | 2.7329
2021-12-06 06:30 | 2.8416 | 2.8416
2021-12-06 07:00 | 3.108 | 3.108
2021-12-06 07:30 | 3.108 | 3.108
2021-12-06 08:00 | 3.1616 | 3.1616
2021-12-06 08:30 | 3.1616 | 3.1616
2021-12-06 09:00 | 3.108 | 3.108
2021-12-06 09:30 | 2.9472 | 2.9472
2021-12-06 10:00 | 2.9472 | 2.9472
2021-12-06 10:30 | 2.8936 | 2.8936
2021-12-06 11:00 | 2.9472 | 2.9472
2021-12-06 11:30 | 3.108 | 3.108
2021-12-06 12:00 | 3.2152 | 3.2152
2021-12-06 12:30 | 3.3759 | 3.3759
2021-12-06 13:00 | 3.2152 | 3.2152
2021-12-06 13:30 | 3.108 | 3.108
2021-12-06 14:00 | 3.3223 | 3.3223
2021-12-06 14:30 | 3.5903 | 3.5903
2021-12-06 15:00 | 4.0189 | 4.0189
2021-12-06 15:30 | 4.1797 | 4.1797
2021-12-06 16:00 | 4.5548 | 4.5548
2021-12-06 16:30 | 4.5548 | 4.5548
2021-12-06 17:00 | 4.6084 | 4.6084
2021-12-06 17:30 | 4.7692 | 4.7692
2021-12-06 18:00 | 5.1978 | 5.1978
2021-12-06 18:30 | 5.0371 | 5.0371
2021-12-06 19:00 | 5.0907 | 5.0907
2021-12-06 19:30 | 4.9299 | 4.9299
2021-12-06 20:00 | 4.7692 | 4.7692
2021-12-06 20:30 | 4.4476 | 4.4476
2021-12-06 21:00 | 4.0189 | 4.0189
2021-12-06 21:30 | 4.1261 | 4.1261
2021-12-06 22:00 | 3.6438 | 3.6438
2021-12-06 22:30 | 3.3759 | 3.3759
2021-12-06 23:00 | 3.1616 | 3.1616
2021-12-06 23:30 | 3.1616 | 3.1616
2021-12-07 | 2.8936 | 2.8936
2021-12-07 00:30 | 2.9472 | 2.9472
2021-12-07 01:00 | 2.8401 | 2.8401
2021-12-07 01:30 | 2.8401 | 2.8401
2021-12-07 02:00 | 2.7329 | 2.7329
2021-12-07 02:30 | 2.6257 | 2.6257
2021-12-07 03:00 | 2.6257 | 2.6257
2021-12-07 03:30 | 2.6257 | 2.6257
2021-12-07 04:00 | 2.5721 | 2.5721
2021-12-07 04:30 | 2.6257 | 2.6257
2021-12-07 05:00 | 2.6257 | 2.6257
2021-12-07 05:30 | 2.7329 | 2.7329
2021-12-07 06:00 | 2.7329 | 2.7329
2021-12-07 06:30 | 2.8936 | 2.8936
2021-12-07 07:00 | 2.9472 | 2.9472
2021-12-07 07:30 | 2.9472 | 2.9472
2021-12-07 08:00 | 3.0008 | 3.0008
2021-12-07 08:30 | 2.9472 | 2.9472
2021-12-07 09:00 | 2.9472 | 2.9472
2021-12-07 09:30 | 2.5185 | 2.5185
2021-12-07 10:00 | 3.3759 | 3.3759
2021-12-07 10:30 | 3.4831 | 3.4831
2021-12-07 11:00 | 3.3759 | 3.3759
2021-12-07 11:30 | 3.3759 | 3.3759
2021-12-07 12:00 | 3.8582 | 3.8582
2021-12-07 12:30 | 4.1261 | 4.1261
2021-12-07 13:00 | 4.662 | 4.662
2021-12-07 13:30 | 4.5012 | 4.5012
2021-12-07 14:00 | 4.3941 | 4.3941
2021-12-07 14:30 | 4.5012 | 4.5012
2021-12-07 15:00 | 4.8763 | 4.8763
2021-12-07 15:30 | 4.7692 | 4.7692
2021-12-07 16:00 | 5.305 | 5.305
2021-12-07 16:30 | 5.305 | 5.305
2021-12-07 17:00 | 5.0907 | 5.0907
2021-12-07 17:30 | 5.4122 | 5.4122
2021-12-07 18:00 | 5.5194 | 5.5194
2021-12-07 18:30 | 5.7873 | 5.7873
2021-12-07 19:00 | 5.7337 | 5.7337
2021-12-07 19:30 | 5.7873 | 5.7873
2021-12-07 20:00 | 5.5193 | 5.5193
2021-12-07 20:30 | 5.0893 | 5.0893
2021-12-07 21:00 | 4.8347 | 4.8347
2021-12-07 21:30 | 4.6084 | 4.6084
2021-12-07 22:00 | 4.2333 | 4.2333
2021-12-07 22:30 | 4.0189 | 4.0189
2021-12-07 23:00 | 3.8046 | 3.8046
2021-12-07 23:30 | 3.5367 | 3.5367
2021-12-08 | 3.4831 | 3.4831
2021-12-08 00:30 | 3.2687 | 3.2687
2021-12-08 01:00 | 3.2687 | 3.2687
2021-12-08 01:30 | 3.108 | 3.108
2021-12-08 02:00 | 3.0544 | 3.0544
2021-12-08 02:30 | 2.9472 | 2.9472
2021-12-08 03:00 | 2.9472 | 2.9472
2021-12-08 03:30 | 2.8401 | 2.8401
2021-12-08 04:00 | 2.9472 | 2.9472
2021-12-08 04:30 | 2.8936 | 2.8936
2021-12-08 05:00 | 3.0008 | 3.0008
2021-12-08 05:30 | 3.108 | 3.108
2021-12-08 06:00 | 3.1616 | 3.1616
2021-12-08 06:30 | 3.1616 | 3.1616
2021-12-08 07:00 | 3.3223 | 3.3223
2021-12-08 07:30 | 3.3759 | 3.3759
2021-12-08 08:00 | 3.8046 | 3.8046
2021-12-08 08:30 | 3.5903 | 3.5903
2021-12-08 09:00 | 3.5903 | 3.5903
2021-12-08 09:30 | 3.6974 | 3.6974
2021-12-08 10:00 | 3.6974 | 3.6974
2021-12-08 10:30 | 3.9654 | 3.9654
2021-12-08 11:00 | 3.9118 | 3.9118
2021-12-08 11:30 | 4.2869 | 4.2869
2021-12-08 12:00 | 4.5548 | 4.5548
2021-12-08 12:30 | 5.0371 | 5.0371
2021-12-08 13:00 | 4.7156 | 4.7156
2021-12-08 13:30 | 4.8763 | 4.8763
2021-12-08 14:00 | 4.7156 | 4.7156
2021-12-08 14:30 | 5.2514 | 5.2514
2021-12-08 15:00 | 5.1978 | 5.1978
2021-12-08 15:30 | 5.1978 | 5.1978
2021-12-08 16:00 | 5.8409 | 5.8409
2021-12-08 16:30 | 5.7337 | 5.7337
2021-12-08 17:00 | 5.948 | 5.948
2021-12-08 17:30 | 5.5729 | 5.5729
2021-12-08 18:00 | 5.1978 | 5.1978
2021-12-08 18:30 | 5.305 | 5.305
2021-12-08 19:00 | 5.305 | 5.305
2021-12-08 19:30 | 5.2514 | 5.2514
2021-12-08 20:00 | 5.0371 | 5.0371
2021-12-08 20:30 | 4.8763 | 4.8763
2021-12-08 21:00 | 4.3941 | 4.3941
2021-12-08 21:30 | 4.3941 | 4.3941
2021-12-08 22:00 | 3.8582 | 3.8582
2021-12-08 22:30 | 3.6974 | 3.6974
2021-12-08 23:00 | 3.4295 | 3.4295
2021-12-08 23:30 | 3.3759 | 3.3759
2021-12-09 | 3.0544 | 3.0544
2021-12-09 00:30 | 2.9472 | 2.9472
2021-12-09 01:00 | 2.8401 | 2.8401
2021-12-09 01:30 | 2.8401 | 2.8401
2021-12-09 02:00 | 2.7329 | 2.7329
2021-12-09 02:30 | 2.5721 | 2.5721
2021-12-09 03:00 | 2.5185 | 2.5185
2021-12-09 03:30 | 2.5185 | 2.5185
2021-12-09 04:00 | 2.5185 | 2.5185
2021-12-09 04:30 | 2.4114 | 2.4114
2021-12-09 05:00 | 2.5185 | 2.5185
2021-12-09 05:30 | 2.6793 | 2.6793
2021-12-09 06:00 | 2.7329 | 2.7329
2021-12-09 06:30 | 2.7865 | 2.7865
2021-12-09 07:00 | 2.7329 | 2.7329
2021-12-09 07:30 | 3.0008 | 3.0008
2021-12-09 08:00 | 2.9472 | 2.9472
2021-12-09 08:30 | 2.7865 | 2.7865
2021-12-09 09:00 | 2.9472 | 2.9472
2021-12-09 09:30 | 2.8401 | 2.8401
2021-12-09 10:00 | 3.0008 | 3.0008
2021-12-09 10:30 | 3.1616 | 3.1616
2021-12-09 11:00 | 3.2152 | 3.2152
2021-12-09 11:30 | 3.5367 | 3.5367
2021-12-09 12:00 | 3.6438 | 3.6438
2021-12-09 12:30 | 3.9118 | 3.9118
2021-12-09 13:00 | 4.0189 | 4.0189
2021-12-09 13:30 | 4.2869 | 4.2869
2021-12-09 14:00 | 4.2869 | 4.2869
2021-12-09 14:30 | 4.5548 | 4.5548
2021-12-09 15:00 | 4.6084 | 4.6084
2021-12-09 15:30 | 4.662 | 4.662
2021-12-09 16:00 | 5.1978 | 5.1978
2021-12-09 16:30 | 5.1978 | 5.1978
2021-12-09 17:00 | 5.305 | 5.305
2021-12-09 17:30 | 5.3586 | 5.3586
2021-12-09 18:00 | 5.4658 | 5.4658
2021-12-09 18:30 | 5.5729 | 5.5729
2021-12-09 19:00 | 5.5194 | 5.5194
2021-12-09 19:30 | 5.3586 | 5.3586
2021-12-09 20:00 | 5.0907 | 5.0907
2021-12-09 20:30 | 4.7878 | 4.7878
2021-12-09 21:00 | 4.3675 | 4.3675
2021-12-09 21:30 | 4.1582 | 4.1582
2021-12-09 22:00 | 3.8046 | 3.8046
2021-12-09 22:30 | 3.5903 | 3.5903
2021-12-09 23:00 | 3.3759 | 3.3759
2021-12-09 23:30 | 3.1616 | 3.1616
2021-12-10 | 3.0544 | 3.0544
2021-12-10 00:30 | 2.8936 | 2.8936
2021-12-10 01:00 | 2.7865 | 2.7865
2021-12-10 01:30 | 2.6793 | 2.6793
2021-12-10 02:00 | 2.6257 | 2.6257
2021-12-10 02:30 | 2.5721 | 2.5721
2021-12-10 03:00 | 2.465 | 2.465
2021-12-10 03:30 | 2.3578 | 2.3578
2021-12-10 04:00 | 2.3042 | 2.3042
2021-12-10 04:30 | 2.3578 | 2.3578
2021-12-10 05:00 | 2.465 | 2.465
2021-12-10 05:30 | 2.4114 | 2.4114
2021-12-10 06:00 | 2.5185 | 2.5185
2021-12-10 06:30 | 2.4114 | 2.4114
2021-12-10 07:00 | 2.5185 | 2.5185
2021-12-10 07:30 | 2.6257 | 2.6257
2021-12-10 08:00 | 2.7329 | 2.7329
2021-12-10 08:30 | 2.5721 | 2.5721
2021-12-10 09:00 | 2.5721 | 2.5721
2021-12-10 09:30 | 2.6257 | 2.6257
2021-12-10 10:00 | 2.465 | 2.465
2021-12-10 10:30 | 2.5217 | 2.5217
2021-12-10 11:00 | 2.6257 | 2.6257
2021-12-10 11:30 | 2.9158 | 2.9158
2021-12-10 12:00 | 3.0544 | 3.0544
2021-12-10 12:30 | 3.108 | 3.108
2021-12-10 13:00 | 3.2687 | 3.2687
2021-12-10 13:30 | 3.2687 | 3.2687
2021-12-10 14:00 | 3.3759 | 3.3759
2021-12-10 14:30 | 3.5367 | 3.5367
2021-12-10 15:00 | 3.8046 | 3.8046
2021-12-10 15:30 | 4.0189 | 4.0189
2021-12-10 16:00 | 4.1261 | 4.1261
2021-12-10 16:30 | 4.3941 | 4.3941
2021-12-10 17:00 | 4.4476 | 4.4476
2021-12-10 17:30 | 4.662 | 4.662
2021-12-10 18:00 | 4.662 | 4.662
2021-12-10 18:30 | 4.9835 | 4.9835
2021-12-10 19:00 | 4.8227 | 4.8227
2021-12-10 19:30 | 4.662 | 4.662
2021-12-10 20:00 | 4.3405 | 4.3405
2021-12-10 20:30 | 4.0725 | 4.0725
2021-12-10 21:00 | 3.8582 | 3.8582
2021-12-10 21:30 | 3.5903 | 3.5903
2021-12-10 22:00 | 3.3759 | 3.3759
2021-12-10 22:30 | 3.0008 | 3.0008
2021-12-10 23:00 | 2.8936 | 2.8936
2021-12-10 23:30 | 2.7329 | 2.7329
2021-12-11 | 2.5185 | 2.5185
2021-12-11 00:30 | 2.4114 | 2.4114
2021-12-11 01:00 | 2.3042 | 2.3042
2021-12-11 01:30 | 2.3042 | 2.3042
2021-12-11 02:00 | 2.197 | 2.197
2021-12-11 02:30 | 2.0899 | 2.0899
2021-12-11 03:00 | 2.0363 | 2.0363
2021-12-11 03:30 | 2.197 | 2.197
2021-12-11 04:00 | 2.0899 | 2.0899
2021-12-11 04:30 | 2.0899 | 2.0899
2021-12-11 05:00 | 2.0363 | 2.0363
2021-12-11 05:30 | 2.0899 | 2.0899
2021-12-11 06:00 | 2.0363 | 2.0363
2021-12-11 06:30 | 1.9827 | 1.9827
2021-12-11 07:00 | 2.0899 | 2.0899
2021-12-11 07:30 | 2.0899 | 2.0899
2021-12-11 08:00 | 2.3042 | 2.3042
2021-12-11 08:30 | 2.0899 | 2.0899
2021-12-11 09:00 | 2.0135 | 2.0135
2021-12-11 09:30 | 2.1434 | 2.1434
2021-12-11 10:00 | 2.2506 | 2.2506
2021-12-11 10:30 | 2.3042 | 2.3042
2021-12-11 11:00 | 2.4114 | 2.4114
2021-12-11 11:30 | 2.6257 | 2.6257
2021-12-11 12:00 | 2.7329 | 2.7329
2021-12-11 12:30 | 2.9472 | 2.9472
2021-12-11 13:00 | 3.0544 | 3.0544
2021-12-11 13:30 | 2.9472 | 2.9472
2021-12-11 14:00 | 3.1616 | 3.1616
2021-12-11 14:30 | 3.1616 | 3.1616
2021-12-11 15:00 | 3.4831 | 3.4831
2021-12-11 15:30 | 3.5903 | 3.5903
2021-12-11 16:00 | 3.8582 | 3.8582
2021-12-11 16:30 | 3.9654 | 3.9654
2021-12-11 17:00 | 4.662 | 4.662
2021-12-11 17:30 | 4.9835 | 4.9835
2021-12-11 18:00 | 5.0907 | 5.0907
2021-12-11 18:30 | 5.1978 | 5.1978
2021-12-11 19:00 | 5.1443 | 5.1443
2021-12-11 19:30 | 4.9835 | 4.9835
2021-12-11 20:00 | 4.662 | 4.662
2021-12-11 20:30 | 4.2333 | 4.2333
2021-12-11 21:00 | 3.9654 | 3.9654
2021-12-11 21:30 | 3.5367 | 3.5367
2021-12-11 22:00 | 3.2687 | 3.2687
2021-12-11 22:30 | 3.108 | 3.108
2021-12-11 23:00 | 2.7865 | 2.7865
2021-12-11 23:30 | 2.7865 | 2.7865
2021-12-12 | 2.5185 | 2.5185
2021-12-12 00:30 | 2.6257 | 2.6257
2021-12-12 01:00 | 2.3042 | 2.3042
2021-12-12 01:30 | 2.3042 | 2.3042
2021-12-12 02:00 | 2.1673 | 2.1673
2021-12-12 02:30 | 2.0899 | 2.0899
2021-12-12 03:00 | 2.0363 | 2.0363
2021-12-12 03:30 | 2.0899 | 2.0899
2021-12-12 04:00 | 2.0899 | 2.0899
2021-12-12 04:30 | 2.0363 | 2.0363
2021-12-12 05:00 | 2.1434 | 2.1434
2021-12-12 05:30 | 2.0363 | 2.0363
2021-12-12 06:00 | 1.9827 | 1.9827
2021-12-12 06:30 | 1.9827 | 1.9827
2021-12-12 07:00 | 2.0363 | 2.0363
2021-12-12 07:30 | 2.3042 | 2.3042
2021-12-12 08:00 | 2.3042 | 2.3042
2021-12-12 08:30 | 2.465 | 2.465
2021-12-12 09:00 | 2.4114 | 2.4114
2021-12-12 09:30 | 2.5721 | 2.5721
2021-12-12 10:00 | 2.7329 | 2.7329
2021-12-12 10:30 | 2.7329 | 2.7329
2021-12-12 11:00 | 3.0544 | 3.0544
2021-12-12 11:30 | 3.2687 | 3.2687
2021-12-12 12:00 | 3.4831 | 3.4831
2021-12-12 12:30 | 3.751 | 3.751
2021-12-12 13:00 | 3.9654 | 3.9654
2021-12-12 13:30 | 4.0189 | 4.0189
2021-12-12 14:00 | 4.2333 | 4.2333
2021-12-12 14:30 | 4.3405 | 4.3405
2021-12-12 15:00 | 4.4476 | 4.4476
2021-12-12 15:30 | 4.7692 | 4.7692
2021-12-12 16:00 | 4.8227 | 4.8227
2021-12-12 16:30 | 5.0371 | 5.0371
2021-12-12 17:00 | 5.1978 | 5.1978
2021-12-12 17:30 | 5.4634 | 5.4634
2021-12-12 18:00 | 5.5194 | 5.5194
2021-12-12 18:30 | 5.7337 | 5.7337
2021-12-12 19:00 | 5.5729 | 5.5729
2021-12-12 19:30 | 5.1978 | 5.1978
2021-12-12 20:00 | 4.8763 | 4.8763
2021-12-12 20:30 | 4.662 | 4.662
2021-12-12 21:00 | 4.1797 | 4.1797
2021-12-12 21:30 | 3.9118 | 3.9118
2021-12-12 22:00 | 3.4831 | 3.4831
2021-12-12 22:30 | 3.1616 | 3.1616
2021-12-12 23:00 | 3.108 | 3.108
2021-12-12 23:30 | 2.7865 | 2.7865
2021-12-13 | 2.7329 | 2.7329
2021-12-13 00:30 | 2.5721 | 2.5721
2021-12-13 01:00 | 2.5185 | 2.5185
2021-12-13 01:30 | 2.4114 | 2.4114
2021-12-13 02:00 | 2.4114 | 2.4114
2021-12-13 02:30 | 2.2506 | 2.2506
2021-12-13 03:00 | 2.2506 | 2.2506
2021-12-13 03:30 | 2.197 | 2.197
2021-12-13 04:00 | 2.3042 | 2.3042
2021-12-13 04:30 | 2.3042 | 2.3042
2021-12-13 05:00 | 2.4114 | 2.4114
2021-12-13 05:30 | 2.4114 | 2.4114
2021-12-13 06:00 | 2.465 | 2.465
2021-12-13 06:30 | 2.465 | 2.465
2021-12-13 07:00 | 2.5721 | 2.5721
2021-12-13 07:30 | 2.7865 | 2.7865
2021-12-13 08:00 | 2.7865 | 2.7865
2021-12-13 08:30 | 3.0008 | 3.0008
2021-12-13 09:00 | 3.1616 | 3.1616
2021-12-13 09:30 | 3.3759 | 3.3759
2021-12-13 10:00 | 3.4831 | 3.4831
2021-12-13 10:30 | 3.751 | 3.751
2021-12-13 11:00 | 3.8046 | 3.8046
2021-12-13 11:30 | 4.2333 | 4.2333
2021-12-13 12:00 | 4.4476 | 4.4476
2021-12-13 12:30 | 4.4476 | 4.4476
2021-12-13 13:00 | 4.662 | 4.662
2021-12-13 13:30 | 4.7692 | 4.7692
2021-12-13 14:00 | 5.0371 | 5.0371
2021-12-13 14:30 | 5.1291 | 5.1291
2021-12-13 15:00 | 5.0907 | 5.0907
2021-12-13 15:30 | 5.305 | 5.305
2021-12-13 16:00 | 5.5729 | 5.5729
2021-12-13 16:30 | 5.7873 | 5.7873
2021-12-13 17:00 | 5.8945 | 5.8945
2021-12-13 17:30 | 6.216 | 6.216
2021-12-13 18:00 | 6.2696 | 6.2696
2021-12-13 18:30 | 6.4839 | 6.4839
2021-12-13 19:00 | 6.4839 | 6.4839
2021-12-13 19:30 | 6.1088 | 6.1088
2021-12-13 20:00 | 5.7337 | 5.7337
2021-12-13 20:30 | 5.305 | 5.305
2021-12-13 21:00 | 4.8763 | 4.8763
2021-12-13 21:30 | 4.5012 | 4.5012
2021-12-13 22:00 | 4.0725 | 4.0725
2021-12-13 22:30 | 3.8046 | 3.8046
2021-12-13 23:00 | 3.4831 | 3.4831
2021-12-13 23:30 | 3.4295 | 3.4295
2021-12-14 | 3.1616 | 3.1616
2021-12-14 00:30 | 3.0008 | 3.0008
2021-12-14 01:00 | 2.8401 | 2.8401
2021-12-14 01:30 | 2.9472 | 2.9472
2021-12-14 02:00 | 2.8401 | 2.8401
2021-12-14 02:30 | 2.6793 | 2.6793
2021-12-14 03:00 | 2.7329 | 2.7329
2021-12-14 03:30 | 2.5185 | 2.5185
2021-12-14 04:00 | 2.6257 | 2.6257
2021-12-14 04:30 | 2.6257 | 2.6257
2021-12-14 05:00 | 2.6793 | 2.6793
2021-12-14 05:30 | 2.6793 | 2.6793
2021-12-14 06:00 | 2.7329 | 2.7329
2021-12-14 06:30 | 3.0544 | 3.0544
2021-12-14 07:00 | 3.0544 | 3.0544
2021-12-14 07:30 | 3.2687 | 3.2687
2021-12-14 08:00 | 3.4831 | 3.4831
2021-12-14 08:30 | 3.2687 | 3.2687
2021-12-14 09:00 | 3.4295 | 3.4295
2021-12-14 09:30 | 3.5367 | 3.5367
2021-12-14 10:00 | 3.6974 | 3.6974
2021-12-14 10:30 | 3.8582 | 3.8582
2021-12-14 11:00 | 3.9654 | 3.9654
2021-12-14 11:30 | 4.1261 | 4.1261
2021-12-14 12:00 | 4.2869 | 4.2869
2021-12-14 12:30 | 4.662 | 4.662
2021-12-14 13:00 | 4.7692 | 4.7692
2021-12-14 13:30 | 5.0371 | 5.0371
2021-12-14 14:00 | 5.0907 | 5.0907
2021-12-14 14:30 | 5.1978 | 5.1978
2021-12-14 15:00 | 5.4122 | 5.4122
2021-12-14 15:30 | 5.5194 | 5.5194
2021-12-14 16:00 | 5.8409 | 5.8409
2021-12-14 16:30 | 5.8409 | 5.8409
2021-12-14 17:00 | 6.216 | 6.216
2021-12-14 17:30 | 6.3231 | 6.3231
2021-12-14 18:00 | 6.3231 | 6.3231
2021-12-14 18:30 | 6.4839 | 6.4839
2021-12-14 19:00 | 6.5265 | 6.5265
2021-12-14 19:30 | 6.3767 | 6.3767
2021-12-14 20:00 | 6.0552 | 6.0552
2021-12-14 20:30 | 5.5729 | 5.5729
2021-12-14 21:00 | 5.1978 | 5.1978
2021-12-14 21:30 | 5.0371 | 5.0371
2021-12-14 22:00 | 4.662 | 4.662
2021-12-14 22:30 | 4.2333 | 4.2333
2021-12-14 23:00 | 3.9654 | 3.9654
2021-12-14 23:30 | 3.8046 | 3.8046
2021-12-15 | 3.5903 | 3.5903
2021-12-15 00:30 | 3.4295 | 3.4295
2021-12-15 01:00 | 3.3759 | 3.3759
2021-12-15 01:30 | 3.2687 | 3.2687
2021-12-15 02:00 | 3.1616 | 3.1616
2021-12-15 02:30 | 3.1616 | 3.1616
2021-12-15 03:00 | 3.108 | 3.108
2021-12-15 03:30 | 3.0544 | 3.0544
2021-12-15 04:00 | 3.108 | 3.108
2021-12-15 04:30 | 2.9472 | 2.9472
2021-12-15 05:00 | 3.0008 | 3.0008
2021-12-15 05:30 | 3.0544 | 3.0544
2021-12-15 06:00 | 3.1616 | 3.1616
2021-12-15 06:30 | 3.2687 | 3.2687
2021-12-15 07:00 | 3.3223 | 3.3223
2021-12-15 07:30 | 3.5903 | 3.5903
2021-12-15 08:00 | 3.8046 | 3.8046
2021-12-15 08:30 | 3.9118 | 3.9118
2021-12-15 09:00 | 4.1797 | 4.1797
2021-12-15 09:30 | 4.1797 | 4.1797
2021-12-15 10:00 | 4.5012 | 4.5012
2021-12-15 10:30 | 4.7692 | 4.7692
2021-12-15 11:00 | 4.4476 | 4.4476
2021-12-15 11:30 | 4.8763 | 4.8763
2021-12-15 12:00 | 4.9835 | 4.9835
2021-12-15 12:30 | 5.2514 | 5.2514
2021-12-15 13:00 | 5.948 | 5.948
2021-12-15 13:30 | 5.305 | 5.305
2021-12-15 14:00 | 5.6265 | 5.6265
2021-12-15 14:30 | 5.4122 | 5.4122
2021-12-15 15:00 | 6.2696 | 6.2696
2021-12-15 15:30 | 6.3767 | 6.3767
2021-12-15 16:00 | 6.3767 | 6.3767
2021-12-15 16:30 | 6.4839 | 6.4839
2021-12-15 17:00 | 6.2696 | 6.2696
2021-12-15 17:30 | 6.3767 | 6.3767
2021-12-15 18:00 | 6.2696 | 6.2696
2021-12-15 18:30 | 5.7337 | 5.7337
2021-12-15 19:00 | 5.7337 | 5.7337
2021-12-15 19:30 | 5.6265 | 5.6265
2021-12-15 20:00 | 5.4122 | 5.4122
2021-12-15 20:30 | 5.2514 | 5.2514
2021-12-15 21:00 | 4.9835 | 4.9835
2021-12-15 21:30 | 4.4476 | 4.4476
2021-12-15 22:00 | 4.0432 | 4.0432
2021-12-15 22:30 | 3.6438 | 3.6438
2021-12-15 23:00 | 3.5903 | 3.5903
2021-12-15 23:30 | 3.3759 | 3.3759
2021-12-16 | 3.3223 | 3.3223
2021-12-16 00:30 | 3.1616 | 3.1616
2021-12-16 01:00 | 3.1616 | 3.1616
2021-12-16 01:30 | 3.0544 | 3.0544
2021-12-16 02:00 | 3.0544 | 3.0544
2021-12-16 02:30 | 3.0544 | 3.0544
2021-12-16 03:00 | 3.0544 | 3.0544
2021-12-16 03:30 | 2.9472 | 2.9472
2021-12-16 04:00 | 2.9472 | 2.9472
2021-12-16 04:30 | 2.9472 | 2.9472
2021-12-16 05:00 | 2.9472 | 2.9472
2021-12-16 05:30 | 2.8401 | 2.8401
2021-12-16 06:00 | 3.0008 | 3.0008
2021-12-16 06:30 | 3.0544 | 3.0544
2021-12-16 07:00 | 3.3759 | 3.3759
2021-12-16 07:30 | 3.5366 | 3.5366
2021-12-16 08:00 | 3.6974 | 3.6974
2021-12-16 08:30 | 3.751 | 3.751
2021-12-16 09:00 | 3.9118 | 3.9118
2021-12-16 09:30 | 4.0189 | 4.0189
2021-12-16 10:00 | 4.0189 | 4.0189
2021-12-16 10:30 | 4.2333 | 4.2333
2021-12-16 11:00 | 4.3405 | 4.3405
2021-12-16 11:30 | 4.662 | 4.662
2021-12-16 12:00 | 4.7692 | 4.7692
2021-12-16 12:30 | 5.0907 | 5.0907
2021-12-16 13:00 | 5.1978 | 5.1978
2021-12-16 13:30 | 5.2514 | 5.2514
2021-12-16 14:00 | 5.8409 | 5.8409
2021-12-16 14:30 | 6.0552 | 6.0552
2021-12-16 15:00 | 6.216 | 6.216
2021-12-16 15:30 | 5.4122 | 5.4122
2021-12-16 16:00 | 5.305 | 5.305
2021-12-16 16:30 | 5.1978 | 5.1978
2021-12-16 17:00 | 4.9299 | 4.9299
2021-12-16 17:30 | 4.7692 | 4.7692
2021-12-16 18:00 | 4.7692 | 4.7692
2021-12-16 18:30 | 4.7692 | 4.7692
2021-12-16 19:00 | 4.9299 | 4.9299
2021-12-16 19:30 | 4.9703 | 4.9703
2021-12-16 20:00 | 4.2895 | 4.2895
2021-12-16 20:30 | 4.2252 | 4.2252
2021-12-16 21:00 | 3.9118 | 3.9118
2021-12-16 21:30 | 3.8749 | 3.8749
2021-12-16 22:00 | 3.5903 | 3.5903
2021-12-16 22:30 | 3.3759 | 3.3759
2021-12-16 23:00 | 3.1616 | 3.1616
2021-12-16 23:30 | 3.1616 | 3.1616
2021-12-17 | 2.8936 | 2.8936
2021-12-17 00:30 | 2.8401 | 2.8401
2021-12-17 01:00 | 2.7329 | 2.7329
2021-12-17 01:30 | 2.6257 | 2.6257
2021-12-17 02:00 | 2.5185 | 2.5185
2021-12-17 02:30 | 2.6257 | 2.6257
2021-12-17 03:00 | 2.6257 | 2.6257
2021-12-17 03:30 | 2.5185 | 2.5185
2021-12-17 04:00 | 2.465 | 2.465
2021-12-17 04:30 | 2.465 | 2.465
2021-12-17 05:00 | 2.5158 | 2.5158
2021-12-17 05:30 | 2.6793 | 2.6793
2021-12-17 06:00 | 2.5721 | 2.5721
2021-12-17 06:30 | 2.7329 | 2.7329
2021-12-17 07:00 | 2.8401 | 2.8401
2021-12-17 07:30 | 3.108 | 3.108
2021-12-17 08:00 | 3.2687 | 3.2687
2021-12-17 08:30 | 3.2687 | 3.2687
2021-12-17 09:00 | 3.4295 | 3.4295
2021-12-17 09:30 | 3.3759 | 3.3759
2021-12-17 10:00 | 3.6974 | 3.6974
2021-12-17 10:30 | 3.6974 | 3.6974
2021-12-17 11:00 | 3.9118 | 3.9118
2021-12-17 11:30 | 3.9654 | 3.9654
2021-12-17 12:00 | 4.2333 | 4.2333
2021-12-17 12:30 | 4.2869 | 4.2869
2021-12-17 13:00 | 4.5548 | 4.5548
2021-12-17 13:30 | 4.662 | 4.662
2021-12-17 14:00 | 4.7692 | 4.7692
2021-12-17 14:30 | 4.8227 | 4.8227
2021-12-17 15:00 | 5.0907 | 5.0907
2021-12-17 15:30 | 5.1978 | 5.1978
2021-12-17 16:00 | 5.4122 | 5.4122
2021-12-17 16:30 | 5.7337 | 5.7337
2021-12-17 17:00 | 5.8409 | 5.8409
2021-12-17 17:30 | 5.8409 | 5.8409
2021-12-17 18:00 | 6.0016 | 6.0016
2021-12-17 18:30 | 6.1624 | 6.1624
2021-12-17 19:00 | 6.0016 | 6.0016
2021-12-17 19:30 | 5.8409 | 5.8409
2021-12-17 20:00 | 5.6801 | 5.6801
2021-12-17 20:30 | 5.4323 | 5.4323
2021-12-17 21:00 | 5.305 | 5.305
2021-12-17 21:30 | 4.8763 | 4.8763
2021-12-17 22:00 | 4.5548 | 4.5548
2021-12-17 22:30 | 4.2869 | 4.2869
2021-12-17 23:00 | 4.1261 | 4.1261
2021-12-17 23:30 | 3.8582 | 3.8582
2021-12-18 | 3.751 | 3.751
2021-12-18 00:30 | 3.5367 | 3.5367
2021-12-18 01:00 | 3.5903 | 3.5903
2021-12-18 01:30 | 3.4831 | 3.4831
2021-12-18 02:00 | 3.5367 | 3.5367
2021-12-18 02:30 | 3.4295 | 3.4295
2021-12-18 03:00 | 3.3759 | 3.3759
2021-12-18 03:30 | 3.3759 | 3.3759
2021-12-18 04:00 | 3.2687 | 3.2687
2021-12-18 04:30 | 3.0008 | 3.0008
2021-12-18 05:00 | 2.7865 | 2.7865
2021-12-18 05:30 | 2.7865 | 2.7865
2021-12-18 06:00 | 2.7865 | 2.7865
2021-12-18 06:30 | 2.8401 | 2.8401
2021-12-18 07:00 | 2.8936 | 2.8936
2021-12-18 07:30 | 3.0008 | 3.0008
2021-12-18 08:00 | 3.2687 | 3.2687
2021-12-18 08:30 | 3.0544 | 3.0544
2021-12-18 09:00 | 3.108 | 3.108
2021-12-18 09:30 | 3.3213 | 3.3213
2021-12-18 10:00 | 2.8401 | 2.8401
2021-12-18 10:30 | 3.0544 | 3.0544
2021-12-18 11:00 | 3.3223 | 3.3223
2021-12-18 11:30 | 3.6974 | 3.6974
2021-12-18 12:00 | 3.6974 | 3.6974
2021-12-18 12:30 | 3.8046 | 3.8046
2021-12-18 13:00 | 4.0725 | 4.0725
2021-12-18 13:30 | 4.1797 | 4.1797
2021-12-18 14:00 | 4.2869 | 4.2869
2021-12-18 14:30 | 4.2869 | 4.2869
2021-12-18 15:00 | 4.8763 | 4.8763
2021-12-18 15:30 | 4.5012 | 4.5012
2021-12-18 16:00 | 3.8046 | 3.8046
2021-12-18 16:30 | 4.7156 | 4.7156
2021-12-18 17:00 | 4.8763 | 4.8763
2021-12-18 17:30 | 4.8763 | 4.8763
2021-12-18 18:00 | 4.7156 | 4.7156
2021-12-18 18:30 | 4.9835 | 4.9835
2021-12-18 19:00 | 4.8763 | 4.8763
2021-12-18 19:30 | 4.8227 | 4.8227
2021-12-18 20:00 | 4.7692 | 4.7692
2021-12-18 20:30 | 4.4476 | 4.4476
2021-12-18 21:00 | 4.2869 | 4.2869
2021-12-18 21:30 | 4.1261 | 4.1261
2021-12-18 22:00 | 3.9654 | 3.9654
2021-12-18 22:30 | 3.8046 | 3.8046
2021-12-18 23:00 | 3.4831 | 3.4831
2021-12-18 23:30 | 3.3223 | 3.3223
2021-12-19 | 3.2687 | 3.2687
2021-12-19 00:30 | 3.1616 | 3.1616
2021-12-19 01:00 | 3.1616 | 3.1616
2021-12-19 01:30 | 3.108 | 3.108
2021-12-19 02:00 | 2.8401 | 2.8401
2021-12-19 02:30 | 2.8401 | 2.8401
2021-12-19 03:00 | 2.7865 | 2.7865
2021-12-19 03:30 | 2.6793 | 2.6793
2021-12-19 04:00 | 2.6257 | 2.6257
2021-12-19 04:30 | 2.5185 | 2.5185
2021-12-19 05:00 | 2.5185 | 2.5185
2021-12-19 05:30 | 2.4114 | 2.4114
2021-12-19 06:00 | 2.465 | 2.465
2021-12-19 06:30 | 2.4114 | 2.4114
2021-12-19 07:00 | 2.5185 | 2.5185
2021-12-19 07:30 | 2.8401 | 2.8401
2021-12-19 08:00 | 2.9806 | 2.9806
2021-12-19 08:30 | 2.9472 | 2.9472
2021-12-19 09:00 | 3.3223 | 3.3223
2021-12-19 09:30 | 3.4831 | 3.4831
2021-12-19 10:00 | 3.4295 | 3.4295
2021-12-19 10:30 | 3.6974 | 3.6974
2021-12-19 11:00 | 3.5903 | 3.5903
2021-12-19 11:30 | 4.0725 | 4.0725
2021-12-19 12:00 | 4.0725 | 4.0725
2021-12-19 12:30 | 4.3405 | 4.3405
2021-12-19 13:00 | 4.6084 | 4.6084
2021-12-19 13:30 | 4.3405 | 4.3405
2021-12-19 14:00 | 4.5548 | 4.5548
2021-12-19 14:30 | 4.6084 | 4.6084
2021-12-19 15:00 | 4.7156 | 4.7156
2021-12-19 15:30 | 5.305 | 5.305
2021-12-19 16:00 | 4.8763 | 4.8763
2021-12-19 16:30 | 5.5691 | 5.5691
2021-12-19 17:00 | 5.5194 | 5.5194
2021-12-19 17:30 | 5.5729 | 5.5729
2021-12-19 18:00 | 5.4122 | 5.4122
2021-12-19 18:30 | 4.0189 | 4.0189
2021-12-19 19:00 | 4.1261 | 4.1261
2021-12-19 19:30 | 3.6974 | 3.6974
2021-12-19 20:00 | 3.3759 | 3.3759
2021-12-19 20:30 | 3.2687 | 3.2687
2021-12-19 21:00 | 3.0008 | 3.0008
2021-12-19 21:30 | 2.8936 | 2.8936
2021-12-19 22:00 | 2.7329 | 2.7329
2021-12-19 22:30 | 2.6257 | 2.6257
2021-12-19 23:00 | 2.6257 | 2.6257
2021-12-19 23:30 | 2.5185 | 2.5185
2021-12-20 | 2.4114 | 2.4114
2021-12-20 00:30 | 2.4114 | 2.4114
2021-12-20 01:00 | 2.3042 | 2.3042
2021-12-20 01:30 | 2.3042 | 2.3042
2021-12-20 02:00 | 2.197 | 2.197
2021-12-20 02:30 | 2.1434 | 2.1434
2021-12-20 03:00 | 2.197 | 2.197
2021-12-20 03:30 | 2.197 | 2.197
2021-12-20 04:00 | 2.1434 | 2.1434
2021-12-20 04:30 | 2.197 | 2.197
2021-12-20 05:00 | 2.2506 | 2.2506
2021-12-20 05:30 | 2.197 | 2.197
2021-12-20 06:00 | 2.2506 | 2.2506
2021-12-20 06:30 | 2.3042 | 2.3042
2021-12-20 07:00 | 2.4114 | 2.4114
2021-12-20 07:30 | 2.6257 | 2.6257
2021-12-20 08:00 | 2.6793 | 2.6793
2021-12-20 08:30 | 2.6257 | 2.6257
2021-12-20 09:00 | 2.7329 | 2.7329
2021-12-20 09:30 | 2.9472 | 2.9472
2021-12-20 10:00 | 3.108 | 3.108
2021-12-20 10:30 | 2.8401 | 2.8401
2021-12-20 11:00 | 3.3759 | 3.3759
2021-12-20 11:30 | 3.5367 | 3.5367
2021-12-20 12:00 | 3.8582 | 3.8582
2021-12-20 12:30 | 3.5903 | 3.5903
2021-12-20 13:00 | 3.6974 | 3.6974
2021-12-20 13:30 | 3.9118 | 3.9118
2021-12-20 14:00 | 3.9654 | 3.9654
2021-12-20 14:30 | 4.1261 | 4.1261
2021-12-20 15:00 | 4.2869 | 4.2869
2021-12-20 15:30 | 4.4476 | 4.4476
2021-12-20 16:00 | 4.6408 | 4.6408
2021-12-20 16:30 | 4.9299 | 4.9299
2021-12-20 17:00 | 5.0907 | 5.0907
2021-12-20 17:30 | 5.305 | 5.305
2021-12-20 18:00 | 5.4122 | 5.4122
2021-12-20 18:30 | 5.4122 | 5.4122
2021-12-20 19:00 | 5.305 | 5.305
2021-12-20 19:30 | 5.1978 | 5.1978
2021-12-20 20:00 | 5.1978 | 5.1978
2021-12-20 20:30 | 4.9299 | 4.9299
2021-12-20 21:00 | 4.662 | 4.662
2021-12-20 21:30 | 4.3405 | 4.3405
2021-12-20 22:00 | 3.9118 | 3.9118
2021-12-20 22:30 | 3.6974 | 3.6974
2021-12-20 23:00 | 3.4831 | 3.4831
2021-12-20 23:30 | 3.3759 | 3.3759
2021-12-21 | 3.2687 | 3.2687
2021-12-21 00:30 | 3.0008 | 3.0008
2021-12-21 01:00 | 2.9151 | 2.9151
2021-12-21 01:30 | 2.8401 | 2.8401
2021-12-21 02:00 | 2.7329 | 2.7329
2021-12-21 02:30 | 2.6793 | 2.6793
2021-12-21 03:00 | 2.5721 | 2.5721
2021-12-21 03:30 | 2.5721 | 2.5721
2021-12-21 04:00 | 2.5185 | 2.5185
2021-12-21 04:30 | 2.4114 | 2.4114
2021-12-21 05:00 | 2.5185 | 2.5185
2021-12-21 05:30 | 2.5185 | 2.5185
2021-12-21 06:00 | 2.6257 | 2.6257
2021-12-21 06:30 | 2.7329 | 2.7329
2021-12-21 07:00 | 2.9472 | 2.9472
2021-12-21 07:30 | 3.0544 | 3.0544
2021-12-21 08:00 | 3.1616 | 3.1616
2021-12-21 08:30 | 3.2687 | 3.2687
2021-12-21 09:00 | 3.4831 | 3.4831
2021-12-21 09:30 | 3.5903 | 3.5903
2021-12-21 10:00 | 3.5367 | 3.5367
2021-12-21 10:30 | 3.6438 | 3.6438
2021-12-21 11:00 | 3.751 | 3.751
2021-12-21 11:30 | 3.9118 | 3.9118
2021-12-21 12:00 | 4.0189 | 4.0189
2021-12-21 12:30 | 4.2333 | 4.2333
2021-12-21 13:00 | 4.3404 | 4.3404
2021-12-21 13:30 | 4.3941 | 4.3941
2021-12-21 14:00 | 4.5012 | 4.5012
2021-12-21 14:30 | 4.6084 | 4.6084
2021-12-21 15:00 | 4.7156 | 4.7156
2021-12-21 15:30 | 4.9835 | 4.9835
2021-12-21 16:00 | 4.9835 | 4.9835
2021-12-21 16:30 | 5.2514 | 5.2514
2021-12-21 17:00 | 5.1978 | 5.1978
2021-12-21 17:30 | 5.5729 | 5.5729
2021-12-21 18:00 | 5.6265 | 5.6265
2021-12-21 18:30 | 5.5729 | 5.5729
2021-12-21 19:00 | 5.5194 | 5.5194
2021-12-21 19:30 | 5.4658 | 5.4658
2021-12-21 20:00 | 5.1978 | 5.1978
2021-12-21 20:30 | 5.0371 | 5.0371
2021-12-21 21:00 | 4.6324 | 4.6324
2021-12-21 21:30 | 4.4476 | 4.4476
2021-12-21 22:00 | 4.1261 | 4.1261
2021-12-21 22:30 | 3.8046 | 3.8046
2021-12-21 23:00 | 3.6974 | 3.6974
2021-12-21 23:30 | 3.5367 | 3.5367
2021-12-22 | 3.1616 | 3.1616
2021-12-22 00:30 | 3.0008 | 3.0008
2021-12-22 01:00 | 3.0008 | 3.0008
2021-12-22 01:30 | 2.8401 | 2.8401
2021-12-22 02:00 | 2.7329 | 2.7329
2021-12-22 02:30 | 2.6257 | 2.6257
2021-12-22 03:00 | 2.6257 | 2.6257
2021-12-22 03:30 | 2.5185 | 2.5185
2021-12-22 04:00 | 2.5185 | 2.5185
2021-12-22 04:30 | 2.5185 | 2.5185
2021-12-22 05:00 | 2.5721 | 2.5721
2021-12-22 05:30 | 2.6257 | 2.6257
2021-12-22 06:00 | 2.6257 | 2.6257
2021-12-22 06:30 | 2.6257 | 2.6257
2021-12-22 07:00 | 2.9472 | 2.9472
2021-12-22 07:30 | 3.0544 | 3.0544
2021-12-22 08:00 | 3.0544 | 3.0544
2021-12-22 08:30 | 3.1616 | 3.1616
2021-12-22 09:00 | 3.0544 | 3.0544
2021-12-22 09:30 | 3.2687 | 3.2687
2021-12-22 10:00 | 3.1616 | 3.1616
2021-12-22 10:30 | 3.3223 | 3.3223
2021-12-22 11:00 | 3.4295 | 3.4295
2021-12-22 11:30 | 3.5903 | 3.5903
2021-12-22 12:00 | 3.7811 | 3.7811
2021-12-22 12:30 | 3.9118 | 3.9118
2021-12-22 13:00 | 4.0189 | 4.0189
2021-12-22 13:30 | 4.1261 | 4.1261
2021-12-22 14:00 | 4.2333 | 4.2333
2021-12-22 14:30 | 4.4476 | 4.4476
2021-12-22 15:00 | 4.662 | 4.662
2021-12-22 15:30 | 4.7725 | 4.7725
2021-12-22 16:00 | 4.9835 | 4.9835
2021-12-22 16:30 | 5.1443 | 5.1443
2021-12-22 17:00 | 5.3586 | 5.3586
2021-12-22 17:30 | 5.4122 | 5.4122
2021-12-22 18:00 | 5.5194 | 5.5194
2021-12-22 18:30 | 5.5729 | 5.5729
2021-12-22 19:00 | 5.5729 | 5.5729
2021-12-22 19:30 | 5.5194 | 5.5194
2021-12-22 20:00 | 5.4122 | 5.4122
2021-12-22 20:30 | 4.9835 | 4.9835
2021-12-22 21:00 | 4.7692 | 4.7692
2021-12-22 21:30 | 4.6084 | 4.6084
2021-12-22 22:00 | 4.2333 | 4.2333
2021-12-22 22:30 | 3.9118 | 3.9118
2021-12-22 23:00 | 3.751 | 3.751
2021-12-22 23:30 | 3.5903 | 3.5903
2021-12-23 | 3.4831 | 3.4831
2021-12-23 00:30 | 3.4295 | 3.4295
2021-12-23 01:00 | 3.3759 | 3.3759
2021-12-23 01:30 | 3.2687 | 3.2687
2021-12-23 02:00 | 3.1616 | 3.1616
2021-12-23 02:30 | 3.1616 | 3.1616
2021-12-23 03:00 | 3.0008 | 3.0008
2021-12-23 03:30 | 2.9472 | 2.9472
2021-12-23 04:00 | 2.8936 | 2.8936
2021-12-23 04:30 | 2.9472 | 2.9472
2021-12-23 05:00 | 2.9472 | 2.9472
2021-12-23 05:30 | 2.8401 | 2.8401
2021-12-23 06:00 | 3.0544 | 3.0544
2021-12-23 06:30 | 3.1054 | 3.1054
2021-12-23 07:00 | 3.2687 | 3.2687
2021-12-23 07:30 | 3.3759 | 3.3759
2021-12-23 08:00 | 3.3223 | 3.3223
2021-12-23 08:30 | 3.3759 | 3.3759
2021-12-23 09:00 | 3.5903 | 3.5903
2021-12-23 09:30 | 3.5367 | 3.5367
2021-12-23 10:00 | 3.751 | 3.751
2021-12-23 10:30 | 3.9118 | 3.9118
2021-12-23 11:00 | 3.9654 | 3.9654
2021-12-23 11:30 | 4.1797 | 4.1797
2021-12-23 12:00 | 4.3405 | 4.3405
2021-12-23 12:30 | 4.4476 | 4.4476
2021-12-23 13:00 | 4.4476 | 4.4476
2021-12-23 13:30 | 4.6084 | 4.6084
2021-12-23 14:00 | 4.662 | 4.662
2021-12-23 14:30 | 4.7692 | 4.7692
2021-12-23 15:00 | 4.9835 | 4.9835
2021-12-23 15:30 | 4.9835 | 4.9835
2021-12-23 16:00 | 5.183 | 5.183
2021-12-23 16:30 | 5.3586 | 5.3586
2021-12-23 17:00 | 5.3586 | 5.3586
2021-12-23 17:30 | 5.5194 | 5.5194
2021-12-23 18:00 | 5.5194 | 5.5194
2021-12-23 18:30 | 5.5729 | 5.5729
2021-12-23 19:00 | 5.5194 | 5.5194
2021-12-23 19:30 | 5.2514 | 5.2514
2021-12-23 20:00 | 5.1443 | 5.1443
2021-12-23 20:30 | 4.7692 | 4.7692
2021-12-23 21:00 | 4.662 | 4.662
2021-12-23 21:30 | 4.4476 | 4.4476
2021-12-23 22:00 | 4.1261 | 4.1261
2021-12-23 22:30 | 3.9118 | 3.9118
2021-12-23 23:00 | 3.751 | 3.751
2021-12-23 23:30 | 3.5367 | 3.5367
2021-12-24 | 3.4295 | 3.4295
2021-12-24 00:30 | 3.2687 | 3.2687
2021-12-24 01:00 | 3.108 | 3.108
2021-12-24 01:30 | 3.0544 | 3.0544
2021-12-24 02:00 | 3.0544 | 3.0544
2021-12-24 02:30 | 2.9472 | 2.9472
2021-12-24 03:00 | 3.0008 | 3.0008
2021-12-24 03:30 | 2.9472 | 2.9472
2021-12-24 04:00 | 2.8401 | 2.8401
2021-12-24 04:30 | 2.9472 | 2.9472
2021-12-24 05:00 | 2.9472 | 2.9472
2021-12-24 05:30 | 3.0544 | 3.0544
2021-12-24 06:00 | 3.0544 | 3.0544
2021-12-24 06:30 | 3.2687 | 3.2687
2021-12-24 07:00 | 3.3202 | 3.3202
2021-12-24 07:30 | 3.3759 | 3.3759
2021-12-24 08:00 | 3.5903 | 3.5903
2021-12-24 08:30 | 3.5903 | 3.5903
2021-12-24 09:00 | 3.6438 | 3.6438
2021-12-24 09:30 | 3.9118 | 3.9118
2021-12-24 10:00 | 3.9654 | 3.9654
2021-12-24 10:30 | 4.0189 | 4.0189
2021-12-24 11:00 | 4.2333 | 4.2333
2021-12-24 11:30 | 4.2333 | 4.2333
2021-12-24 12:00 | 4.2333 | 4.2333
2021-12-24 12:30 | 4.4476 | 4.4476
2021-12-24 13:00 | 4.3941 | 4.3941
2021-12-24 13:30 | 4.7156 | 4.7156
2021-12-24 14:00 | 4.9835 | 4.9835
2021-12-24 14:30 | 4.7156 | 4.7156
2021-12-24 15:00 | 5.3586 | 5.3586
2021-12-24 15:30 | 5.3586 | 5.3586
2021-12-24 16:00 | 5.4122 | 5.4122
2021-12-24 16:30 | 5.305 | 5.305
2021-12-24 17:00 | 4.8763 | 4.8763
2021-12-24 17:30 | 4.811 | 4.811
2021-12-24 18:00 | 4.7897 | 4.7897
2021-12-24 18:30 | 4.6424 | 4.6424
2021-12-24 19:00 | 4.662 | 4.662
2021-12-24 19:30 | 4.6034 | 4.6034
2021-12-24 20:00 | 4.4476 | 4.4476
2021-12-24 20:30 | 4.315 | 4.315
2021-12-24 21:00 | 4.0189 | 4.0189
2021-12-24 21:30 | 3.9691 | 3.9691
2021-12-24 22:00 | 3.8046 | 3.8046
2021-12-24 22:30 | 3.493 | 3.493
2021-12-24 23:00 | 3.3759 | 3.3759
2021-12-24 23:30 | 3.2648 | 3.2648
2021-12-25 | 3.0544 | 3.0544
2021-12-25 00:30 | 2.9653 | 2.9653
2021-12-25 01:00 | 3.0003 | 3.0003
2021-12-25 01:30 | 2.8401 | 2.8401
2021-12-25 02:00 | 2.8401 | 2.8401
2021-12-25 02:30 | 2.7329 | 2.7329
2021-12-25 03:00 | 2.7865 | 2.7865
2021-12-25 03:30 | 2.8057 | 2.8057
2021-12-25 04:00 | 2.7329 | 2.7329
2021-12-25 04:30 | 2.6793 | 2.6793
2021-12-25 05:00 | 2.5721 | 2.5721
2021-12-25 05:30 | 2.6837 | 2.6837
2021-12-25 06:00 | 2.6257 | 2.6257
2021-12-25 06:30 | 2.5185 | 2.5185
2021-12-25 07:00 | 2.7323 | 2.7323
2021-12-25 07:30 | 2.6793 | 2.6793
2021-12-25 08:00 | 2.9472 | 2.9472
2021-12-25 08:30 | 2.5721 | 2.5721
2021-12-25 09:00 | 3.0842 | 3.0842
2021-12-25 09:30 | 3.4831 | 3.4831
2021-12-25 10:00 | 3.4831 | 3.4831
2021-12-25 10:30 | 3.5903 | 3.5903
2021-12-25 11:00 | 3.6974 | 3.6974
2021-12-25 11:30 | 4.0189 | 4.0189
2021-12-25 12:00 | 3.6974 | 3.6974
2021-12-25 12:30 | 3.5903 | 3.5903
2021-12-25 13:00 | 3.4831 | 3.4831
2021-12-25 13:30 | 3.6438 | 3.6438
2021-12-25 14:00 | 3.5367 | 3.5367
2021-12-25 14:30 | 3.9118 | 3.9118
2021-12-25 15:00 | 4.1261 | 4.1261
2021-12-25 15:30 | 4.1261 | 4.1261
2021-12-25 16:00 | 4.2333 | 4.2333
2021-12-25 16:30 | 4.0725 | 4.0725
2021-12-25 17:00 | 4.0725 | 4.0725
2021-12-25 17:30 | 4.1834 | 4.1834
2021-12-25 18:00 | 4.1212 | 4.1212
2021-12-25 18:30 | 4.0725 | 4.0725
2021-12-25 19:00 | 4.2333 | 4.2333
2021-12-25 19:30 | 4.0725 | 4.0725
2021-12-25 20:00 | 4.0607 | 4.0607
2021-12-25 20:30 | 4.0189 | 4.0189
2021-12-25 21:00 | 3.6984 | 3.6984
2021-12-25 21:30 | 3.6534 | 3.6534
2021-12-25 22:00 | 3.4831 | 3.4831
2021-12-25 22:30 | 3.1969 | 3.1969
2021-12-25 23:00 | 2.9674 | 2.9674
2021-12-25 23:30 | 2.9472 | 2.9472
2021-12-26 | 2.7535 | 2.7535
2021-12-26 00:30 | 2.7329 | 2.7329
2021-12-26 01:00 | 2.8401 | 2.8401
2021-12-26 01:30 | 2.6793 | 2.6793
2021-12-26 02:00 | 2.6498 | 2.6498
2021-12-26 02:30 | 2.6793 | 2.6793
2021-12-26 03:00 | 2.5952 | 2.5952
2021-12-26 03:30 | 2.6257 | 2.6257
2021-12-26 04:00 | 2.5599 | 2.5599
2021-12-26 04:30 | 2.6257 | 2.6257
2021-12-26 05:00 | 2.5721 | 2.5721
2021-12-26 05:30 | 2.6257 | 2.6257
2021-12-26 06:00 | 2.5832 | 2.5832
2021-12-26 06:30 | 2.4114 | 2.4114
2021-12-26 07:00 | 2.6257 | 2.6257
2021-12-26 07:30 | 2.6257 | 2.6257
2021-12-26 08:00 | 2.5721 | 2.5721
2021-12-26 08:30 | 2.7865 | 2.7865
2021-12-26 09:00 | 2.7329 | 2.7329
2021-12-26 09:30 | 2.8401 | 2.8401
2021-12-26 10:00 | 2.8401 | 2.8401
2021-12-26 10:30 | 2.9472 | 2.9472
2021-12-26 11:00 | 3.1616 | 3.1616
2021-12-26 11:30 | 3.0544 | 3.0544
2021-12-26 12:00 | 2.6793 | 2.6793
2021-12-26 12:30 | 2.7865 | 2.7865
2021-12-26 13:00 | 2.8936 | 2.8936
2021-12-26 13:30 | 3.2687 | 3.2687
2021-12-26 14:00 | 3.3759 | 3.3759
2021-12-26 14:30 | 3.6438 | 3.6438
2021-12-26 15:00 | 3.6743 | 3.6743
2021-12-26 15:30 | 3.9654 | 3.9654
2021-12-26 16:00 | 4.0189 | 4.0189
2021-12-26 16:30 | 4.1261 | 4.1261
2021-12-26 17:00 | 4.0189 | 4.0189
2021-12-26 17:30 | 4.2333 | 4.2333
2021-12-26 18:00 | 4.2333 | 4.2333
2021-12-26 18:30 | 4.2869 | 4.2869
2021-12-26 19:00 | 4.3405 | 4.3405
2021-12-26 19:30 | 4.1797 | 4.1797
2021-12-26 20:00 | 4.2333 | 4.2333
2021-12-26 20:30 | 4.0189 | 4.0189
2021-12-26 21:00 | 3.8046 | 3.8046
2021-12-26 21:30 | 3.6974 | 3.6974
2021-12-26 22:00 | 3.4295 | 3.4295
2021-12-26 22:30 | 3.3223 | 3.3223
2021-12-26 23:00 | 3.2687 | 3.2687
2021-12-26 23:30 | 3.0008 | 3.0008
2021-12-27 | 2.8936 | 2.8936
2021-12-27 00:30 | 2.8936 | 2.8936
2021-12-27 01:00 | 2.7329 | 2.7329
2021-12-27 01:30 | 2.6793 | 2.6793
2021-12-27 02:00 | 2.6793 | 2.6793
2021-12-27 02:30 | 2.5185 | 2.5185
2021-12-27 03:00 | 2.5185 | 2.5185
2021-12-27 03:30 | 2.465 | 2.465
2021-12-27 04:00 | 2.465 | 2.465
2021-12-27 04:30 | 2.465 | 2.465
2021-12-27 05:00 | 2.5721 | 2.5721
2021-12-27 05:30 | 2.6257 | 2.6257
2021-12-27 06:00 | 2.4114 | 2.4114
2021-12-27 06:30 | 2.465 | 2.465
2021-12-27 07:00 | 2.5185 | 2.5185
2021-12-27 07:30 | 2.6257 | 2.6257
2021-12-27 08:00 | 2.6793 | 2.6793
2021-12-27 08:30 | 2.8401 | 2.8401
2021-12-27 09:00 | 2.5185 | 2.5185
2021-12-27 09:30 | 3.0544 | 3.0544
2021-12-27 10:00 | 2.8401 | 2.8401
2021-12-27 10:30 | 2.8401 | 2.8401
2021-12-27 11:00 | 2.7329 | 2.7329
2021-12-27 11:30 | 2.8401 | 2.8401
2021-12-27 12:00 | 3.0544 | 3.0544
2021-12-27 12:30 | 3.0544 | 3.0544
2021-12-27 13:00 | 3.2687 | 3.2687
2021-12-27 13:30 | 3.4295 | 3.4295
2021-12-27 14:00 | 3.4295 | 3.4295
2021-12-27 14:30 | 3.8046 | 3.8046
2021-12-27 15:00 | 3.9118 | 3.9118
2021-12-27 15:30 | 4.0189 | 4.0189
2021-12-27 16:00 | 4.1001 | 4.1001
2021-12-27 16:30 | 4.3405 | 4.3405
2021-12-27 17:00 | 4.4476 | 4.4476
2021-12-27 17:30 | 4.4797 | 4.4797
2021-12-27 18:00 | 4.3941 | 4.3941
2021-12-27 18:30 | 4.5012 | 4.5012
2021-12-27 19:00 | 4.2869 | 4.2869
2021-12-27 19:30 | 4.1261 | 4.1261
2021-12-27 20:00 | 4.0189 | 4.0189
2021-12-27 20:30 | 4.0189 | 4.0189
2021-12-27 21:00 | 3.8046 | 3.8046
2021-12-27 21:30 | 3.5903 | 3.5903
2021-12-27 22:00 | 3.4831 | 3.4831
2021-12-27 22:30 | 3.2152 | 3.2152
2021-12-27 23:00 | 3.0544 | 3.0544
2021-12-27 23:30 | 3.0008 | 3.0008
2021-12-28 | 2.7865 | 2.7865
2021-12-28 00:30 | 2.7329 | 2.7329
2021-12-28 01:00 | 2.6257 | 2.6257
2021-12-28 01:30 | 2.7329 | 2.7329
2021-12-28 02:00 | 2.5185 | 2.5185
2021-12-28 02:30 | 2.5185 | 2.5185
2021-12-28 03:00 | 2.6257 | 2.6257
2021-12-28 03:30 | 2.5185 | 2.5185
2021-12-28 04:00 | 2.5185 | 2.5185
2021-12-28 04:30 | 2.6257 | 2.6257
2021-12-28 05:00 | 2.5185 | 2.5185
2021-12-28 05:30 | 2.465 | 2.465
2021-12-28 06:00 | 2.5721 | 2.5721
2021-12-28 06:30 | 2.4114 | 2.4114
2021-12-28 07:00 | 2.6257 | 2.6257
2021-12-28 07:30 | 2.5721 | 2.5721
2021-12-28 08:00 | 2.6257 | 2.6257
2021-12-28 08:30 | 2.7329 | 2.7329
2021-12-28 09:00 | 2.5185 | 2.5185
2021-12-28 09:30 | 3.0008 | 3.0008
2021-12-28 10:00 | 2.7329 | 2.7329
2021-12-28 10:30 | 2.7865 | 2.7865
2021-12-28 11:00 | 2.7329 | 2.7329
2021-12-28 11:30 | 2.9472 | 2.9472
2021-12-28 12:00 | 3.0544 | 3.0544
2021-12-28 12:30 | 3.2687 | 3.2687
2021-12-28 13:00 | 3.6974 | 3.6974
2021-12-28 13:30 | 3.6974 | 3.6974
2021-12-28 14:00 | 3.8582 | 3.8582
2021-12-28 14:30 | 3.6438 | 3.6438
2021-12-28 15:00 | 3.8329 | 3.8329
2021-12-28 15:30 | 4.1261 | 4.1261
2021-12-28 16:00 | 4.662 | 4.662
2021-12-28 16:30 | 4.2869 | 4.2869
2021-12-28 17:00 | 4.3405 | 4.3405
2021-12-28 17:30 | 4.2869 | 4.2869
2021-12-28 18:00 | 4.2869 | 4.2869
2021-12-28 18:30 | 4.2869 | 4.2869
2021-12-28 19:00 | 4.2333 | 4.2333
2021-12-28 19:30 | 4.2869 | 4.2869
2021-12-28 20:00 | 4.1261 | 4.1261
2021-12-28 20:30 | 3.9118 | 3.9118
2021-12-28 21:00 | 3.751 | 3.751
2021-12-28 21:30 | 3.4295 | 3.4295
2021-12-28 22:00 | 3.2687 | 3.2687
2021-12-28 22:30 | 3.0544 | 3.0544
2021-12-28 23:00 | 2.8401 | 2.8401
2021-12-28 23:30 | 2.7329 | 2.7329
2021-12-29 | 2.7329 | 2.7329
2021-12-29 00:30 | 2.5185 | 2.5185
2021-12-29 01:00 | 2.5185 | 2.5185
2021-12-29 01:30 | 2.5185 | 2.5185
2021-12-29 02:00 | 2.5185 | 2.5185
2021-12-29 02:30 | 2.5185 | 2.5185
2021-12-29 03:00 | 2.465 | 2.465
2021-12-29 03:30 | 2.5185 | 2.5185
2021-12-29 04:00 | 2.4114 | 2.4114
2021-12-29 04:30 | 2.4114 | 2.4114
2021-12-29 05:00 | 2.5185 | 2.5185
2021-12-29 05:30 | 2.4114 | 2.4114
2021-12-29 06:00 | 2.4114 | 2.4114
2021-12-29 06:30 | 2.465 | 2.465
2021-12-29 07:00 | 2.5721 | 2.5721
2021-12-29 07:30 | 2.5721 | 2.5721
2021-12-29 08:00 | 2.7329 | 2.7329
2021-12-29 08:30 | 2.5185 | 2.5185
2021-12-29 09:00 | 2.6793 | 2.6793
2021-12-29 09:30 | 2.7329 | 2.7329
2021-12-29 10:00 | 2.6793 | 2.6793
2021-12-29 10:30 | 2.8936 | 2.8936
2021-12-29 11:00 | 3.0544 | 3.0544
2021-12-29 11:30 | 3.2687 | 3.2687
2021-12-29 12:00 | 3.571 | 3.571
2021-12-29 12:30 | 3.3759 | 3.3759
2021-12-29 13:00 | 3.4831 | 3.4831
2021-12-29 13:30 | 3.6438 | 3.6438
2021-12-29 14:00 | 3.5903 | 3.5903
2021-12-29 14:30 | 3.8046 | 3.8046
2021-12-29 15:00 | 4.1576 | 4.1576
2021-12-29 15:30 | 4.6084 | 4.6084
2021-12-29 16:00 | 4.2333 | 4.2333
2021-12-29 16:30 | 4.3405 | 4.3405
2021-12-29 17:00 | 4.4476 | 4.4476
2021-12-29 17:30 | 5.0371 | 5.0371
2021-12-29 18:00 | 4.8763 | 4.8763
2021-12-29 18:30 | 4.8227 | 4.8227
2021-12-29 19:00 | 4.9299 | 4.9299
2021-12-29 19:30 | 4.8763 | 4.8763
2021-12-29 20:00 | 4.7692 | 4.7692
2021-12-29 20:30 | 4.3941 | 4.3941
2021-12-29 21:00 | 4.1261 | 4.1261
2021-12-29 21:30 | 4.1221 | 4.1221
2021-12-29 22:00 | 3.6974 | 3.6974
2021-12-29 22:30 | 3.5403 | 3.5403
2021-12-29 23:00 | 3.4035 | 3.4035
2021-12-29 23:30 | 3.2328 | 3.2328
2021-12-30 | 3.0789 | 3.0789
2021-12-30 00:30 | 3.0008 | 3.0008
2021-12-30 01:00 | 2.8936 | 2.8936
2021-12-30 01:30 | 2.8936 | 2.8936
2021-12-30 02:00 | 2.7865 | 2.7865
2021-12-30 02:30 | 2.6697 | 2.6697
2021-12-30 03:00 | 2.6793 | 2.6793
2021-12-30 03:30 | 2.6257 | 2.6257
2021-12-30 04:00 | 2.6257 | 2.6257
2021-12-30 04:30 | 2.465 | 2.465
2021-12-30 05:00 | 2.5185 | 2.5185
2021-12-30 05:30 | 2.6257 | 2.6257
2021-12-30 06:00 | 2.5185 | 2.5185
2021-12-30 06:30 | 2.5721 | 2.5721
2021-12-30 07:00 | 2.7865 | 2.7865
2021-12-30 07:30 | 2.7329 | 2.7329
2021-12-30 08:00 | 2.7329 | 2.7329
2021-12-30 08:30 | 2.6257 | 2.6257
2021-12-30 09:00 | 2.7865 | 2.7865
2021-12-30 09:30 | 2.8401 | 2.8401
2021-12-30 10:00 | 2.8401 | 2.8401
2021-12-30 10:30 | 2.9472 | 2.9472
2021-12-30 11:00 | 3.0544 | 3.0544
2021-12-30 11:30 | 3.0544 | 3.0544
2021-12-30 12:00 | 3.3223 | 3.3223
2021-12-30 12:30 | 3.3759 | 3.3759
2021-12-30 13:00 | 3.5367 | 3.5367
2021-12-30 13:30 | 3.6438 | 3.6438
2021-12-30 14:00 | 4.1261 | 4.1261
2021-12-30 14:30 | 3.9654 | 3.9654
2021-12-30 15:00 | 4.0189 | 4.0189
2021-12-30 15:30 | 4.2869 | 4.2869
2021-12-30 16:00 | 4.7692 | 4.7692
2021-12-30 16:30 | 4.5548 | 4.5548
2021-12-30 17:00 | 4.7692 | 4.7692
2021-12-30 17:30 | 4.8763 | 4.8763
2021-12-30 18:00 | 4.9299 | 4.9299
2021-12-30 18:30 | 4.9835 | 4.9835
2021-12-30 19:00 | 5.0907 | 5.0907
2021-12-30 19:30 | 4.9835 | 4.9835
2021-12-30 20:00 | 4.8763 | 4.8763
2021-12-30 20:30 | 4.662 | 4.662
2021-12-30 21:00 | 4.1797 | 4.1797
2021-12-30 21:30 | 4.1261 | 4.1261
2021-12-30 22:00 | 3.6974 | 3.6974
2021-12-30 22:30 | 3.4295 | 3.4295
2021-12-30 23:00 | 3.4295 | 3.4295
2021-12-30 23:30 | 3.2152 | 3.2152
2021-12-31 | 3.108 | 3.108
2021-12-31 00:30 | 3.0008 | 3.0008
2021-12-31 01:00 | 2.8936 | 2.8936
2021-12-31 01:30 | 2.8401 | 2.8401
2021-12-31 02:00 | 2.7865 | 2.7865
2021-12-31 02:30 | 2.7329 | 2.7329
2021-12-31 03:00 | 2.7329 | 2.7329
2021-12-31 03:30 | 2.5185 | 2.5185
2021-12-31 04:00 | 2.5185 | 2.5185
2021-12-31 04:30 | 2.6793 | 2.6793
2021-12-31 05:00 | 2.5721 | 2.5721
2021-12-31 05:30 | 2.5185 | 2.5185
2021-12-31 06:00 | 2.6257 | 2.6257
2021-12-31 06:30 | 2.6257 | 2.6257
2021-12-31 07:00 | 2.7329 | 2.7329
2021-12-31 07:30 | 2.7865 | 2.7865
2021-12-31 08:00 | 2.8401 | 2.8401
2021-12-31 08:30 | 3.0008 | 3.0008
2021-12-31 09:00 | 2.8401 | 2.8401
2021-12-31 09:30 | 3.0544 | 3.0544
2021-12-31 10:00 | 3.1616 | 3.1616
2021-12-31 10:30 | 3.2687 | 3.2687
2021-12-31 11:00 | 3.4831 | 3.4831
2021-12-31 11:30 | 3.4831 | 3.4831
2021-12-31 12:00 | 3.6244 | 3.6244
2021-12-31 12:30 | 3.8046 | 3.8046
2021-12-31 13:00 | 3.9118 | 3.9118
2021-12-31 13:30 | 4.1261 | 4.1261
2021-12-31 14:00 | 4.0725 | 4.0725
2021-12-31 14:30 | 4.2869 | 4.2869
2021-12-31 15:00 | 4.3405 | 4.3405
2021-12-31 15:30 | 4.662 | 4.662
2021-12-31 16:00 | 5.0907 | 5.0907
2021-12-31 16:30 | 4.8763 | 4.8763
2021-12-31 17:00 | 5.0907 | 5.0907
2021-12-31 17:30 | 5.4122 | 5.4122
2021-12-31 18:00 | 5.0907 | 5.0907
2021-12-31 18:30 | 4.9835 | 4.9835
2021-12-31 19:00 | 5.0371 | 5.0371
2021-12-31 19:30 | 4.9835 | 4.9835
2021-12-31 20:00 | 4.7692 | 4.7692
2021-12-31 20:30 | 4.7692 | 4.7692
2021-12-31 21:00 | 4.3405 | 4.3405
2021-12-31 21:30 | 4.2869 | 4.2869
2021-12-31 22:00 | 4.0189 | 4.0189
2021-12-31 22:30 | 3.751 | 3.751
2021-12-31 23:00 | 3.6438 | 3.6438
2021-12-31 23:30 | 3.4295 | 3.4295
2022-01-01 | 3.3223 | 3.3223
2022-01-01 00:30 | 3.4295 | 3.4295
2022-01-01 01:00 | 3.2687 | 3.2687
2022-01-01 01:30 | 3.1616 | 3.1616
2022-01-01 02:00 | 3.108 | 3.108
2022-01-01 02:30 | 3.0544 | 3.0544
2022-01-01 03:00 | 2.9472 | 2.9472
2022-01-01 03:30 | 3.0008 | 3.0008
2022-01-01 04:00 | 2.8401 | 2.8401
2022-01-01 04:30 | 2.8401 | 2.8401
2022-01-01 05:00 | 2.8936 | 2.8936
2022-01-01 05:30 | 2.8401 | 2.8401
2022-01-01 06:00 | 2.7329 | 2.7329
2022-01-01 06:30 | 2.6793 | 2.6793
2022-01-01 07:00 | 2.8401 | 2.8401
2022-01-01 07:30 | 2.8936 | 2.8936
2022-01-01 08:00 | 3.0544 | 3.0544
2022-01-01 08:30 | 3.1616 | 3.1616
2022-01-01 09:00 | 3.3759 | 3.3759
2022-01-01 09:30 | 3.4831 | 3.4831
2022-01-01 10:00 | 3.6974 | 3.6974
2022-01-01 10:30 | 3.8582 | 3.8582
2022-01-01 11:00 | 3.8046 | 3.8046
2022-01-01 11:30 | 4.1261 | 4.1261
2022-01-01 12:00 | 4.7665 | 4.7665
2022-01-01 12:30 | 4.3405 | 4.3405
2022-01-01 13:00 | 4.3405 | 4.3405
2022-01-01 13:30 | 5.0907 | 5.0907
2022-01-01 14:00 | 4.8763 | 4.8763
2022-01-01 14:30 | 4.6948 | 4.6948
2022-01-01 15:00 | 4.8763 | 4.8763
2022-01-01 15:30 | 4.7692 | 4.7692
2022-01-01 16:00 | 5.2514 | 5.2514
2022-01-01 16:30 | 5.0961 | 5.0961
2022-01-01 17:00 | 5.3586 | 5.3586
2022-01-01 17:30 | 5.305 | 5.305
2022-01-01 18:00 | 5.4658 | 5.4658
2022-01-01 18:30 | 5.5194 | 5.5194
2022-01-01 19:00 | 5.4122 | 5.4122
2022-01-01 19:30 | 5.5194 | 5.5194
2022-01-01 20:00 | 4.9835 | 4.9835
2022-01-01 20:30 | 4.4476 | 4.4476
2022-01-01 21:00 | 4.3405 | 4.3405
2022-01-01 21:30 | 4.1797 | 4.1797
2022-01-01 22:00 | 3.9118 | 3.9118
2022-01-01 22:30 | 3.9118 | 3.9118
2022-01-01 23:00 | 3.6974 | 3.6974
2022-01-01 23:30 | 3.5903 | 3.5903
2022-01-02 | 3.3759 | 3.3759
2022-01-02 00:30 | 3.2152 | 3.2152
2022-01-02 01:00 | 3.3223 | 3.3223
2022-01-02 01:30 | 3.1616 | 3.1616
2022-01-02 02:00 | 3.0544 | 3.0544
2022-01-02 02:30 | 3.0544 | 3.0544
2022-01-02 03:00 | 3.0544 | 3.0544
2022-01-02 03:30 | 3.0544 | 3.0544
2022-01-02 04:00 | 3.108 | 3.108
2022-01-02 04:30 | 2.9472 | 2.9472
2022-01-02 05:00 | 3.0544 | 3.0544
2022-01-02 05:30 | 2.8936 | 2.8936
2022-01-02 06:00 | 2.7329 | 2.7329
2022-01-02 06:30 | 2.8936 | 2.8936
2022-01-02 07:00 | 2.8936 | 2.8936
2022-01-02 07:30 | 2.9472 | 2.9472
2022-01-02 08:00 | 3.0544 | 3.0544
2022-01-02 08:30 | 3.0544 | 3.0544
2022-01-02 09:00 | 3.2152 | 3.2152
2022-01-02 09:30 | 3.4831 | 3.4831
2022-01-02 10:00 | 3.5903 | 3.5903
2022-01-02 10:30 | 3.5367 | 3.5367
2022-01-02 11:00 | 3.8046 | 3.8046
2022-01-02 11:30 | 4.0725 | 4.0725
2022-01-02 12:00 | 4.2333 | 4.2333
2022-01-02 12:30 | 4.3405 | 4.3405
2022-01-02 13:00 | 4.4476 | 4.4476
2022-01-02 13:30 | 4.5012 | 4.5012
2022-01-02 14:00 | 5.3586 | 5.3586
2022-01-02 14:30 | 5.305 | 5.305
2022-01-02 15:00 | 4.7692 | 4.7692
2022-01-02 15:30 | 5.0907 | 5.0907
2022-01-02 16:00 | 4.9835 | 4.9835
2022-01-02 16:30 | 5.5194 | 5.5194
2022-01-02 17:00 | 4.8763 | 4.8763
2022-01-02 17:30 | 5.4122 | 5.4122
2022-01-02 18:00 | 5.4122 | 5.4122
2022-01-02 18:30 | 5.6265 | 5.6265
2022-01-02 19:00 | 5.305 | 5.305
2022-01-02 19:30 | 5.2514 | 5.2514
2022-01-02 20:00 | 5.0907 | 5.0907
2022-01-02 20:30 | 4.8763 | 4.8763
2022-01-02 21:00 | 4.5548 | 4.5548
2022-01-02 21:30 | 4.2869 | 4.2869
2022-01-02 22:00 | 4.0725 | 4.0725
2022-01-02 22:30 | 3.9118 | 3.9118
2022-01-02 23:00 | 3.5367 | 3.5367
2022-01-02 23:30 | 3.3223 | 3.3223
2022-01-03 | 3.2687 | 3.2687
2022-01-03 00:30 | 3.1616 | 3.1616
2022-01-03 01:00 | 2.9472 | 2.9472
2022-01-03 01:30 | 2.9472 | 2.9472
2022-01-03 02:00 | 2.7865 | 2.7865
2022-01-03 02:30 | 2.8401 | 2.8401
2022-01-03 03:00 | 2.7329 | 2.7329
2022-01-03 03:30 | 2.6793 | 2.6793
2022-01-03 04:00 | 2.6795 | 2.6795
2022-01-03 04:30 | 2.7329 | 2.7329
2022-01-03 05:00 | 2.8401 | 2.8401
2022-01-03 05:30 | 2.8401 | 2.8401
2022-01-03 06:00 | 2.7329 | 2.7329
2022-01-03 06:30 | 2.7329 | 2.7329
2022-01-03 07:00 | 2.8936 | 2.8936
2022-01-03 07:30 | 2.9472 | 2.9472
2022-01-03 08:00 | 3.0008 | 3.0008
2022-01-03 08:30 | 3.1616 | 3.1616
2022-01-03 09:00 | 3.2687 | 3.2687
2022-01-03 09:30 | 3.3759 | 3.3759
2022-01-03 10:00 | 3.5903 | 3.5903
2022-01-03 10:30 | 3.9118 | 3.9118
2022-01-03 11:00 | 4.1261 | 4.1261
2022-01-03 11:30 | 4.2333 | 4.2333
2022-01-03 12:00 | 4.3941 | 4.3941
2022-01-03 12:30 | 4.5012 | 4.5012
2022-01-03 13:00 | 4.5548 | 4.5548
2022-01-03 13:30 | 4.7692 | 4.7692
2022-01-03 14:00 | 4.8227 | 4.8227
2022-01-03 14:30 | 5.6265 | 5.6265
2022-01-03 15:00 | 5.6265 | 5.6265
2022-01-03 15:30 | 3.3223 | 3.3223
2022-01-03 16:00 | 3.3223 | 3.3223
2022-01-03 16:30 | 3.5903 | 3.5903
2022-01-03 17:00 | 3.3759 | 3.3759
2022-01-03 17:30 | 3.4831 | 3.4831
2022-01-03 18:00 | 3.4295 | 3.4295
2022-01-03 18:30 | 4.5012 | 4.5012
2022-01-03 19:00 | 4.3405 | 4.3405
2022-01-03 19:30 | 4.3405 | 4.3405
2022-01-03 20:00 | 4.2333 | 4.2333
2022-01-03 20:30 | 3.9654 | 3.9654
2022-01-03 21:00 | 3.6974 | 3.6974
2022-01-03 21:30 | 3.5903 | 3.5903
2022-01-03 22:00 | 3.3759 | 3.3759
2022-01-03 22:30 | 3.108 | 3.108
2022-01-03 23:00 | 3.0008 | 3.0008
2022-01-03 23:30 | 2.8401 | 2.8401
2022-01-04 | 2.7329 | 2.7329
2022-01-04 00:30 | 2.6257 | 2.6257
2022-01-04 01:00 | 2.5721 | 2.5721
2022-01-04 01:30 | 2.465 | 2.465
2022-01-04 02:00 | 2.4372 | 2.4372
2022-01-04 02:30 | 2.43 | 2.43
2022-01-04 03:00 | 2.3042 | 2.3042
2022-01-04 03:30 | 2.3338 | 2.3338
2022-01-04 04:00 | 2.3685 | 2.3685
2022-01-04 04:30 | 2.3578 | 2.3578
2022-01-04 05:00 | 2.3578 | 2.3578
2022-01-04 05:30 | 2.465 | 2.465
2022-01-04 06:00 | 2.4114 | 2.4114
2022-01-04 06:30 | 2.5995 | 2.5995
2022-01-04 07:00 | 2.6793 | 2.6793
2022-01-04 07:30 | 2.6937 | 2.6937
2022-01-04 08:00 | 2.8883 | 2.8883
2022-01-04 08:30 | 2.8936 | 2.8936
2022-01-04 09:00 | 2.8828 | 2.8828
2022-01-04 09:30 | 3.0544 | 3.0544
2022-01-04 10:00 | 3.1616 | 3.1616
2022-01-04 10:30 | 3.3054 | 3.3054
2022-01-04 11:00 | 3.4508 | 3.4508
2022-01-04 11:30 | 3.751 | 3.751
2022-01-04 12:00 | 3.8046 | 3.8046
2022-01-04 12:30 | 4.2333 | 4.2333
2022-01-04 13:00 | 4.3405 | 4.3405
2022-01-04 13:30 | 4.4121 | 4.4121
2022-01-04 14:00 | 4.9496 | 4.9496
2022-01-04 14:30 | 4.6084 | 4.6084
2022-01-04 15:00 | 5.305 | 5.305
2022-01-04 15:30 | 5.1978 | 5.1978
2022-01-04 16:00 | 4.7692 | 4.7692
2022-01-04 16:30 | 4.2869 | 4.2869
2022-01-04 17:00 | 4.4476 | 4.4476
2022-01-04 17:30 | 4.5548 | 4.5548
2022-01-04 18:00 | 4.662 | 4.662
2022-01-04 18:30 | 4.8227 | 4.8227
2022-01-04 19:00 | 4.7499 | 4.7499
2022-01-04 19:30 | 4.662 | 4.662
2022-01-04 20:00 | 4.5012 | 4.5012
2022-01-04 20:30 | 4.2869 | 4.2869
2022-01-04 21:00 | 4.0725 | 4.0725
2022-01-04 21:30 | 3.8046 | 3.8046
2022-01-04 22:00 | 3.4831 | 3.4831
2022-01-04 22:30 | 3.2152 | 3.2152
2022-01-04 23:00 | 3.1072 | 3.1072
2022-01-04 23:30 | 2.8401 | 2.8401
2022-01-05 | 2.8401 | 2.8401
2022-01-05 00:30 | 2.6257 | 2.6257
2022-01-05 01:00 | 2.5721 | 2.5721
2022-01-05 01:30 | 2.465 | 2.465
2022-01-05 02:00 | 2.4932 | 2.4932
2022-01-05 02:30 | 2.4114 | 2.4114
2022-01-05 03:00 | 2.3565 | 2.3565
2022-01-05 03:30 | 2.4114 | 2.4114
2022-01-05 04:00 | 2.3515 | 2.3515
2022-01-05 04:30 | 2.3042 | 2.3042
2022-01-05 05:00 | 2.3578 | 2.3578
2022-01-05 05:30 | 2.3042 | 2.3042
2022-01-05 06:00 | 2.3042 | 2.3042
2022-01-05 06:30 | 2.4114 | 2.4114
2022-01-05 07:00 | 2.5096 | 2.5096
2022-01-05 07:30 | 2.6257 | 2.6257
2022-01-05 08:00 | 2.7473 | 2.7473
2022-01-05 08:30 | 2.7329 | 2.7329
2022-01-05 09:00 | 2.7865 | 2.7865
2022-01-05 09:30 | 1.9827 | 1.9827
2022-01-05 10:00 | 2.0421 | 2.0421
2022-01-05 10:30 | 2.197 | 2.197
2022-01-05 11:00 | 2.2506 | 2.2506
2022-01-05 11:30 | 2.4114 | 2.4114
2022-01-05 12:00 | 4.1261 | 4.1261
2022-01-05 12:30 | 4.0725 | 4.0725
2022-01-05 13:00 | 4.3405 | 4.3405
2022-01-05 13:30 | 4.4476 | 4.4476
2022-01-05 14:00 | 4.4476 | 4.4476
2022-01-05 14:30 | 4.5548 | 4.5548
2022-01-05 15:00 | 4.8227 | 4.8227
2022-01-05 15:30 | 4.8763 | 4.8763
2022-01-05 16:00 | 5.0371 | 5.0371
2022-01-05 16:30 | 5.305 | 5.305
2022-01-05 17:00 | 5.4122 | 5.4122
2022-01-05 17:30 | 5.5194 | 5.5194
2022-01-05 18:00 | 5.5729 | 5.5729
2022-01-05 18:30 | 5.6801 | 5.6801
2022-01-05 19:00 | 5.6265 | 5.6265
2022-01-05 19:30 | 5.4658 | 5.4658
2022-01-05 20:00 | 5.1978 | 5.1978
2022-01-05 20:30 | 4.8763 | 4.8763
2022-01-05 21:00 | 4.5548 | 4.5548
2022-01-05 21:30 | 4.2869 | 4.2869
2022-01-05 22:00 | 3.9654 | 3.9654
2022-01-05 22:30 | 3.4831 | 3.4831
2022-01-05 23:00 | 3.2687 | 3.2687
2022-01-05 23:30 | 3.1616 | 3.1616
2022-01-06 | 2.9472 | 2.9472
2022-01-06 00:30 | 2.8936 | 2.8936
2022-01-06 01:00 | 2.8401 | 2.8401
2022-01-06 01:30 | 2.7865 | 2.7865
2022-01-06 02:00 | 2.7865 | 2.7865
2022-01-06 02:30 | 2.8401 | 2.8401
2022-01-06 03:00 | 2.7329 | 2.7329
2022-01-06 03:30 | 2.6257 | 2.6257
2022-01-06 04:00 | 2.7329 | 2.7329
2022-01-06 04:30 | 2.6257 | 2.6257
2022-01-06 05:00 | 2.6257 | 2.6257
2022-01-06 05:30 | 2.7329 | 2.7329
2022-01-06 06:00 | 2.6257 | 2.6257
2022-01-06 06:30 | 2.5721 | 2.5721
2022-01-06 07:00 | 2.8401 | 2.8401
2022-01-06 07:30 | 2.8401 | 2.8401
2022-01-06 08:00 | 2.81 | 2.81
2022-01-06 08:30 | 2.6793 | 2.6793
2022-01-06 09:00 | 2.8401 | 2.8401
2022-01-06 09:30 | 2.9472 | 2.9472
2022-01-06 10:00 | 3.0544 | 3.0544
2022-01-06 10:30 | 3.108 | 3.108
2022-01-06 11:00 | 3.3759 | 3.3759
2022-01-06 11:30 | 3.4295 | 3.4295
2022-01-06 12:00 | 3.6974 | 3.6974
2022-01-06 12:30 | 3.751 | 3.751
2022-01-06 13:00 | 3.8582 | 3.8582
2022-01-06 13:30 | 3.312 | 3.312
2022-01-06 14:00 | 3.2687 | 3.2687
2022-01-06 14:30 | 3.4831 | 3.4831
2022-01-06 15:00 | 3.5903 | 3.5903
2022-01-06 15:30 | 3.6974 | 3.6974
2022-01-06 16:00 | 3.9118 | 3.9118
2022-01-06 16:30 | 4.3941 | 4.3941
2022-01-06 17:00 | 5.1978 | 5.1978
2022-01-06 17:30 | 5.2514 | 5.2514
2022-01-06 18:00 | 5.5194 | 5.5194
2022-01-06 18:30 | 5.5194 | 5.5194
2022-01-06 19:00 | 5.3709 | 5.3709
2022-01-06 19:30 | 5.1443 | 5.1443
2022-01-06 20:00 | 5.0907 | 5.0907
2022-01-06 20:30 | 4.7652 | 4.7652
2022-01-06 21:00 | 4.3941 | 4.3941
2022-01-06 21:30 | 4.0189 | 4.0189
2022-01-06 22:00 | 3.6974 | 3.6974
2022-01-06 22:30 | 3.3759 | 3.3759
2022-01-06 23:00 | 3.1616 | 3.1616
2022-01-06 23:30 | 3.0544 | 3.0544
2022-01-07 | 2.8401 | 2.8401
2022-01-07 00:30 | 2.6793 | 2.6793
2022-01-07 01:00 | 2.5721 | 2.5721
2022-01-07 01:30 | 2.465 | 2.465
2022-01-07 02:00 | 2.4487 | 2.4487
2022-01-07 02:30 | 2.4114 | 2.4114
2022-01-07 03:00 | 2.2506 | 2.2506
2022-01-07 03:30 | 2.3275 | 2.3275
2022-01-07 04:00 | 2.2263 | 2.2263
2022-01-07 04:30 | 2.2506 | 2.2506
2022-01-07 05:00 | 2.3578 | 2.3578
2022-01-07 05:30 | 2.2576 | 2.2576
2022-01-07 06:00 | 2.3199 | 2.3199
2022-01-07 06:30 | 2.3578 | 2.3578
2022-01-07 07:00 | 2.3146 | 2.3146
2022-01-07 07:30 | 2.3578 | 2.3578
2022-01-07 08:00 | 2.5523 | 2.5523
2022-01-07 08:30 | 2.502 | 2.502
2022-01-07 09:00 | 2.6257 | 2.6257
2022-01-07 09:30 | 2.6257 | 2.6257
2022-01-07 10:00 | 2.7329 | 2.7329
2022-01-07 10:30 | 2.8401 | 2.8401
2022-01-07 11:00 | 2.9472 | 2.9472
2022-01-07 11:30 | 3.0544 | 3.0544
2022-01-07 12:00 | 3.3223 | 3.3223
2022-01-07 12:30 | 3.5886 | 3.5886
2022-01-07 13:00 | 3.6974 | 3.6974
2022-01-07 13:30 | 3.9654 | 3.9654
2022-01-07 14:00 | 4.0725 | 4.0725
2022-01-07 14:30 | 4.2869 | 4.2869
2022-01-07 15:00 | 4.3405 | 4.3405
2022-01-07 15:30 | 4.5012 | 4.5012
2022-01-07 16:00 | 4.8227 | 4.8227
2022-01-07 16:30 | 4.8763 | 4.8763
2022-01-07 17:00 | 5.0907 | 5.0907
2022-01-07 17:30 | 5.305 | 5.305
2022-01-07 18:00 | 5.4122 | 5.4122
2022-01-07 18:30 | 5.4574 | 5.4574
2022-01-07 19:00 | 5.3586 | 5.3586
2022-01-07 19:30 | 5.1774 | 5.1774
2022-01-07 20:00 | 4.9835 | 4.9835
2022-01-07 20:30 | 4.7692 | 4.7692
2022-01-07 21:00 | 4.3941 | 4.3941
2022-01-07 21:30 | 4.0189 | 4.0189
2022-01-07 22:00 | 3.8046 | 3.8046
2022-01-07 22:30 | 3.6974 | 3.6974
2022-01-07 23:00 | 3.4831 | 3.4831
2022-01-07 23:30 | 3.3759 | 3.3759
2022-01-08 | 3.1616 | 3.1616
2022-01-08 00:30 | 3.0008 | 3.0008
2022-01-08 01:00 | 3.0008 | 3.0008
2022-01-08 01:30 | 2.7865 | 2.7865
2022-01-08 02:00 | 2.8401 | 2.8401
2022-01-08 02:30 | 2.7865 | 2.7865
2022-01-08 03:00 | 2.7329 | 2.7329
2022-01-08 03:30 | 2.6257 | 2.6257
2022-01-08 04:00 | 2.7329 | 2.7329
2022-01-08 04:30 | 2.5185 | 2.5185
2022-01-08 05:00 | 2.5185 | 2.5185
2022-01-08 05:30 | 2.5185 | 2.5185
2022-01-08 06:00 | 2.465 | 2.465
2022-01-08 06:30 | 2.4114 | 2.4114
2022-01-08 07:00 | 2.6257 | 2.6257
2022-01-08 07:30 | 2.5185 | 2.5185
2022-01-08 08:00 | 2.5185 | 2.5185
2022-01-08 08:30 | 2.5721 | 2.5721
2022-01-08 09:00 | 2.5721 | 2.5721
2022-01-08 09:30 | 2.6793 | 2.6793
2022-01-08 10:00 | 2.8401 | 2.8401
2022-01-08 10:30 | 3.0544 | 3.0544
2022-01-08 11:00 | 3.2152 | 3.2152
2022-01-08 11:30 | 3.3282 | 3.3282
2022-01-08 12:00 | 3.5367 | 3.5367
2022-01-08 12:30 | 3.6974 | 3.6974
2022-01-08 13:00 | 3.8582 | 3.8582
2022-01-08 13:30 | 4.1261 | 4.1261
2022-01-08 14:00 | 4.2312 | 4.2312
2022-01-08 14:30 | 4.2653 | 4.2653
2022-01-08 15:00 | 4.3405 | 4.3405
2022-01-08 15:30 | 4.662 | 4.662
2022-01-08 16:00 | 4.662 | 4.662
2022-01-08 16:30 | 4.9299 | 4.9299
2022-01-08 17:00 | 5.2514 | 5.2514
2022-01-08 17:30 | 5.4122 | 5.4122
2022-01-08 18:00 | 5.6265 | 5.6265
2022-01-08 18:30 | 5.7337 | 5.7337
2022-01-08 19:00 | 5.6265 | 5.6265
2022-01-08 19:30 | 5.2514 | 5.2514
2022-01-08 20:00 | 5.1978 | 5.1978
2022-01-08 20:30 | 4.9299 | 4.9299
2022-01-08 21:00 | 4.5548 | 4.5548
2022-01-08 21:30 | 4.1261 | 4.1261
2022-01-08 22:00 | 3.9654 | 3.9654
2022-01-08 22:30 | 3.4295 | 3.4295
2022-01-08 23:00 | 3.3759 | 3.3759
2022-01-08 23:30 | 3.0544 | 3.0544
2022-01-09 | 2.9472 | 2.9472
2022-01-09 00:30 | 2.8936 | 2.8936
2022-01-09 01:00 | 2.7329 | 2.7329
2022-01-09 01:30 | 2.6257 | 2.6257
2022-01-09 02:00 | 2.6149 | 2.6149
2022-01-09 02:30 | 2.5185 | 2.5185
2022-01-09 03:00 | 2.4241 | 2.4241
2022-01-09 03:30 | 2.4114 | 2.4114
2022-01-09 04:00 | 2.3042 | 2.3042
2022-01-09 04:30 | 2.3042 | 2.3042
2022-01-09 05:00 | 2.4114 | 2.4114
2022-01-09 05:30 | 2.3042 | 2.3042
2022-01-09 06:00 | 2.2506 | 2.2506
2022-01-09 06:30 | 2.3042 | 2.3042
2022-01-09 07:00 | 2.4114 | 2.4114
2022-01-09 07:30 | 2.465 | 2.465
2022-01-09 08:00 | 2.5185 | 2.5185
2022-01-09 08:30 | 2.5185 | 2.5185
2022-01-09 09:00 | 2.8401 | 2.8401
2022-01-09 09:30 | 3.0544 | 3.0544
2022-01-09 10:00 | 3.108 | 3.108
2022-01-09 10:30 | 3.4831 | 3.4831
2022-01-09 11:00 | 3.6837 | 3.6837
2022-01-09 11:30 | 3.751 | 3.751
2022-01-09 12:00 | 4.1797 | 4.1797
2022-01-09 12:30 | 4.3941 | 4.3941
2022-01-09 13:00 | 4.5548 | 4.5548
2022-01-09 13:30 | 4.5548 | 4.5548
2022-01-09 14:00 | 4.6084 | 4.6084
2022-01-09 14:30 | 4.7692 | 4.7692
2022-01-09 15:00 | 4.9835 | 4.9835
2022-01-09 15:30 | 4.9835 | 4.9835
2022-01-09 16:00 | 5.2514 | 5.2514
2022-01-09 16:30 | 5.4122 | 5.4122
2022-01-09 17:00 | 5.6265 | 5.6265
2022-01-09 17:30 | 5.8409 | 5.8409
2022-01-09 18:00 | 6.0552 | 6.0552
2022-01-09 18:30 | 6.1088 | 6.1088
2022-01-09 19:00 | 6.1624 | 6.1624
2022-01-09 19:30 | 6.1088 | 6.1088
2022-01-09 20:00 | 5.8409 | 5.8409
2022-01-09 20:30 | 5.4122 | 5.4122
2022-01-09 21:00 | 5.0907 | 5.0907
2022-01-09 21:30 | 4.8227 | 4.8227
2022-01-09 22:00 | 4.2333 | 4.2333
2022-01-09 22:30 | 3.9118 | 3.9118
2022-01-09 23:00 | 3.6974 | 3.6974
2022-01-09 23:30 | 3.5367 | 3.5367
2022-01-10 | 3.3759 | 3.3759
2022-01-10 00:30 | 3.2152 | 3.2152
2022-01-10 01:00 | 3.1616 | 3.1616
2022-01-10 01:30 | 3.0544 | 3.0544
2022-01-10 02:00 | 3.1616 | 3.1616
2022-01-10 02:30 | 3.2687 | 3.2687
2022-01-10 03:00 | 3.0544 | 3.0544
2022-01-10 03:30 | 3.108 | 3.108
2022-01-10 04:00 | 3.108 | 3.108
2022-01-10 04:30 | 3.0008 | 3.0008
2022-01-10 05:00 | 3.2687 | 3.2687
2022-01-10 05:30 | 3.1616 | 3.1616
2022-01-10 06:00 | 3.0544 | 3.0544
2022-01-10 06:30 | 3.2687 | 3.2687
2022-01-10 07:00 | 3.3759 | 3.3759
2022-01-10 07:30 | 3.6438 | 3.6438
2022-01-10 08:00 | 3.6974 | 3.6974
2022-01-10 08:30 | 3.8046 | 3.8046
2022-01-10 09:00 | 3.9654 | 3.9654
2022-01-10 09:30 | 4.0189 | 4.0189
2022-01-10 10:00 | 4.2333 | 4.2333
2022-01-10 10:30 | 4.4476 | 4.4476
2022-01-10 11:00 | 4.4476 | 4.4476
2022-01-10 11:30 | 4.8763 | 4.8763
2022-01-10 12:00 | 5.0907 | 5.0907
2022-01-10 12:30 | 5.5729 | 5.5729
2022-01-10 13:00 | 5.305 | 5.305
2022-01-10 13:30 | 5.7337 | 5.7337
2022-01-10 14:00 | 5.3586 | 5.3586
2022-01-10 14:30 | 6.0552 | 6.0552
2022-01-10 15:00 | 5.7337 | 5.7337
2022-01-10 15:30 | 5.8409 | 5.8409
2022-01-10 16:00 | 5.8409 | 5.8409
2022-01-10 16:30 | 5.948 | 5.948
2022-01-10 17:00 | 6.216 | 6.216
2022-01-10 17:30 | 6.3767 | 6.3767
2022-01-10 18:00 | 6.216 | 6.216
2022-01-10 18:30 | 6.3767 | 6.3767
2022-01-10 19:00 | 6.216 | 6.216
2022-01-10 19:30 | 6.1624 | 6.1624
2022-01-10 20:00 | 6.1624 | 6.1624
2022-01-10 20:30 | 5.6801 | 5.6801
2022-01-10 21:00 | 5.4122 | 5.4122
2022-01-10 21:30 | 5.1443 | 5.1443
2022-01-10 22:00 | 4.7156 | 4.7156
2022-01-10 22:30 | 4.3941 | 4.3941
2022-01-10 23:00 | 4.1261 | 4.1261
2022-01-10 23:30 | 3.9118 | 3.9118
2022-01-11 | 3.9654 | 3.9654
2022-01-11 00:30 | 3.6974 | 3.6974
2022-01-11 01:00 | 3.5903 | 3.5903
2022-01-11 01:30 | 3.4831 | 3.4831
2022-01-11 02:00 | 3.3223 | 3.3223
2022-01-11 02:30 | 3.3223 | 3.3223
2022-01-11 03:00 | 3.1616 | 3.1616
2022-01-11 03:30 | 3.0008 | 3.0008
2022-01-11 04:00 | 3.1616 | 3.1616
2022-01-11 04:30 | 2.9472 | 2.9472
2022-01-11 05:00 | 2.9472 | 2.9472
2022-01-11 05:30 | 3.0544 | 3.0544
2022-01-11 06:00 | 3.0544 | 3.0544
2022-01-11 06:30 | 3.2152 | 3.2152
2022-01-11 07:00 | 3.3223 | 3.3223
2022-01-11 07:30 | 3.4831 | 3.4831
2022-01-11 08:00 | 3.4295 | 3.4295
2022-01-11 08:30 | 3.6438 | 3.6438
2022-01-11 09:00 | 3.8046 | 3.8046
2022-01-11 09:30 | 3.8582 | 3.8582
2022-01-11 10:00 | 4.0725 | 4.0725
2022-01-11 10:30 | 4.1261 | 4.1261
2022-01-11 11:00 | 4.7692 | 4.7692
2022-01-11 11:30 | 4.9835 | 4.9835
2022-01-11 12:00 | 4.662 | 4.662
2022-01-11 12:30 | 5.0907 | 5.0907
2022-01-11 13:00 | 4.9835 | 4.9835
2022-01-11 13:30 | 5.6265 | 5.6265
2022-01-11 14:00 | 5.0907 | 5.0907
2022-01-11 14:30 | 5.4658 | 5.4658
2022-01-11 15:00 | 5.4122 | 5.4122
2022-01-11 15:30 | 5.6265 | 5.6265
2022-01-11 16:00 | 5.6265 | 5.6265
2022-01-11 16:30 | 6.1624 | 6.1624
2022-01-11 17:00 | 5.8945 | 5.8945
2022-01-11 17:30 | 6.0552 | 6.0552
2022-01-11 18:00 | 6.1624 | 6.1624
2022-01-11 18:30 | 6.216 | 6.216
2022-01-11 19:00 | 6.3767 | 6.3767
2022-01-11 19:30 | 6.2542 | 6.2542
2022-01-11 20:00 | 6.0552 | 6.0552
2022-01-11 20:30 | 5.7337 | 5.7337
2022-01-11 21:00 | 5.4122 | 5.4122
2022-01-11 21:30 | 5.1443 | 5.1443
2022-01-11 22:00 | 4.7943 | 4.7943
2022-01-11 22:30 | 4.3926 | 4.3926
2022-01-11 23:00 | 4.1261 | 4.1261
2022-01-11 23:30 | 4.1261 | 4.1261
2022-01-12 | 3.8046 | 3.8046
2022-01-12 00:30 | 3.8046 | 3.8046
2022-01-12 01:00 | 3.6438 | 3.6438
2022-01-12 01:30 | 3.4831 | 3.4831
2022-01-12 02:00 | 3.4831 | 3.4831
2022-01-12 02:30 | 3.3759 | 3.3759
2022-01-12 03:00 | 3.2687 | 3.2687
2022-01-12 03:30 | 3.2687 | 3.2687
2022-01-12 04:00 | 3.2152 | 3.2152
2022-01-12 04:30 | 3.1616 | 3.1616
2022-01-12 05:00 | 3.2152 | 3.2152
2022-01-12 05:30 | 3.2152 | 3.2152
2022-01-12 06:00 | 3.2687 | 3.2687
2022-01-12 06:30 | 3.3759 | 3.3759
2022-01-12 07:00 | 3.4831 | 3.4831
2022-01-12 07:30 | 3.5903 | 3.5903
2022-01-12 08:00 | 3.8046 | 3.8046
2022-01-12 08:30 | 3.8046 | 3.8046
2022-01-12 09:00 | 3.9118 | 3.9118
2022-01-12 09:30 | 4.0189 | 4.0189
2022-01-12 10:00 | 4.1261 | 4.1261
2022-01-12 10:30 | 4.3941 | 4.3941
2022-01-12 11:00 | 4.4476 | 4.4476
2022-01-12 11:30 | 4.5548 | 4.5548
2022-01-12 12:00 | 4.9835 | 4.9835
2022-01-12 12:30 | 5.0907 | 5.0907
2022-01-12 13:00 | 4.9299 | 4.9299
2022-01-12 13:30 | 5.305 | 5.305
2022-01-12 14:00 | 5.4122 | 5.4122
2022-01-12 14:30 | 5.7337 | 5.7337
2022-01-12 15:00 | 5.5729 | 5.5729
2022-01-12 15:30 | 5.6265 | 5.6265
2022-01-12 16:00 | 5.7337 | 5.7337
2022-01-12 16:30 | 5.948 | 5.948
2022-01-12 17:00 | 5.948 | 5.948
2022-01-12 17:30 | 6.3767 | 6.3767
2022-01-12 18:00 | 6.3231 | 6.3231
2022-01-12 18:30 | 6.4839 | 6.4839
2022-01-12 19:00 | 6.4839 | 6.4839
2022-01-12 19:30 | 6.3231 | 6.3231
2022-01-12 20:00 | 6.216 | 6.216
2022-01-12 20:30 | 5.8409 | 5.8409
2022-01-12 21:00 | 5.305 | 5.305
2022-01-12 21:30 | 5.0907 | 5.0907
2022-01-12 22:00 | 4.7692 | 4.7692
2022-01-12 22:30 | 4.3405 | 4.3405
2022-01-12 23:00 | 4.1797 | 4.1797
2022-01-12 23:30 | 4.0725 | 4.0725
2022-01-13 | 3.8046 | 3.8046
2022-01-13 00:30 | 3.751 | 3.751
2022-01-13 01:00 | 3.5367 | 3.5367
2022-01-13 01:30 | 3.4295 | 3.4295
2022-01-13 02:00 | 3.3759 | 3.3759
2022-01-13 02:30 | 3.2687 | 3.2687
2022-01-13 03:00 | 3.2687 | 3.2687
2022-01-13 03:30 | 3.2687 | 3.2687
2022-01-13 04:00 | 3.2687 | 3.2687
2022-01-13 04:30 | 3.2687 | 3.2687
2022-01-13 05:00 | 3.3759 | 3.3759
2022-01-13 05:30 | 3.2687 | 3.2687
2022-01-13 06:00 | 3.3223 | 3.3223
2022-01-13 06:30 | 3.2687 | 3.2687
2022-01-13 07:00 | 3.3759 | 3.3759
2022-01-13 07:30 | 3.6974 | 3.6974
2022-01-13 08:00 | 3.8046 | 3.8046
2022-01-13 08:30 | 3.6974 | 3.6974
2022-01-13 09:00 | 4.0189 | 4.0189
2022-01-13 09:30 | 4.0189 | 4.0189
2022-01-13 10:00 | 4.0725 | 4.0725
2022-01-13 10:30 | 4.1261 | 4.1261
2022-01-13 11:00 | 4.2333 | 4.2333
2022-01-13 11:30 | 4.4476 | 4.4476
2022-01-13 12:00 | 4.662 | 4.662
2022-01-13 12:30 | 4.7692 | 4.7692
2022-01-13 13:00 | 4.9299 | 4.9299
2022-01-13 13:30 | 4.8944 | 4.8944
2022-01-13 14:00 | 5.0371 | 5.0371
2022-01-13 14:30 | 5.5729 | 5.5729
2022-01-13 15:00 | 5.305 | 5.305
2022-01-13 15:30 | 5.5194 | 5.5194
2022-01-13 16:00 | 5.8409 | 5.8409
2022-01-13 16:30 | 5.948 | 5.948
2022-01-13 17:00 | 6.0016 | 6.0016
2022-01-13 17:30 | 6.1088 | 6.1088
2022-01-13 18:00 | 6.2696 | 6.2696
2022-01-13 18:30 | 6.216 | 6.216
2022-01-13 19:00 | 6.1624 | 6.1624
2022-01-13 19:30 | 6.1088 | 6.1088
2022-01-13 20:00 | 5.8721 | 5.8721
2022-01-13 20:30 | 5.0907 | 5.0907
2022-01-13 21:00 | 4.3941 | 4.3941
2022-01-13 21:30 | 4.2333 | 4.2333
2022-01-13 22:00 | 3.6974 | 3.6974
2022-01-13 22:30 | 3.4831 | 3.4831
2022-01-13 23:00 | 3.3759 | 3.3759
2022-01-13 23:30 | 3.1616 | 3.1616
2022-01-14 | 3.0544 | 3.0544
2022-01-14 00:30 | 2.8401 | 2.8401
2022-01-14 01:00 | 2.7865 | 2.7865
2022-01-14 01:30 | 2.7865 | 2.7865
2022-01-14 02:00 | 2.7865 | 2.7865
2022-01-14 02:30 | 2.6793 | 2.6793
2022-01-14 03:00 | 2.6793 | 2.6793
2022-01-14 03:30 | 2.6257 | 2.6257
2022-01-14 04:00 | 2.6793 | 2.6793
2022-01-14 04:30 | 2.7329 | 2.7329
2022-01-14 05:00 | 2.7865 | 2.7865
2022-01-14 05:30 | 2.7329 | 2.7329
2022-01-14 06:00 | 2.9472 | 2.9472
2022-01-14 06:30 | 2.8936 | 2.8936
2022-01-14 07:00 | 2.8936 | 2.8936
2022-01-14 07:30 | 3.0544 | 3.0544
2022-01-14 08:00 | 3.108 | 3.108
2022-01-14 08:30 | 3.0544 | 3.0544
2022-01-14 09:00 | 3.0544 | 3.0544
2022-01-14 09:30 | 3.4831 | 3.4831
2022-01-14 10:00 | 3.5903 | 3.5903
2022-01-14 10:30 | 3.5903 | 3.5903
2022-01-14 11:00 | 3.4295 | 3.4295
2022-01-14 11:30 | 3.8046 | 3.8046
2022-01-14 12:00 | 3.9118 | 3.9118
2022-01-14 12:30 | 4.2333 | 4.2333
2022-01-14 13:00 | 4.4476 | 4.4476
2022-01-14 13:30 | 4.7156 | 4.7156
2022-01-14 14:00 | 5.0907 | 5.0907
2022-01-14 14:30 | 4.7692 | 4.7692
2022-01-14 15:00 | 5.1443 | 5.1443
2022-01-14 15:30 | 5.1443 | 5.1443
2022-01-14 16:00 | 5.4658 | 5.4658
2022-01-14 16:30 | 6.0552 | 6.0552
2022-01-14 17:00 | 5.7337 | 5.7337
2022-01-14 17:30 | 5.948 | 5.948
2022-01-14 18:00 | 5.948 | 5.948
2022-01-14 18:30 | 6.0552 | 6.0552
2022-01-14 19:00 | 5.948 | 5.948
2022-01-14 19:30 | 5.6265 | 5.6265
2022-01-14 20:00 | 5.4122 | 5.4122
2022-01-14 20:30 | 5.1443 | 5.1443
2022-01-14 21:00 | 4.8227 | 4.8227
2022-01-14 21:30 | 4.5548 | 4.5548
2022-01-14 22:00 | 4.2869 | 4.2869
2022-01-14 22:30 | 4.0725 | 4.0725
2022-01-14 23:00 | 3.9654 | 3.9654
2022-01-14 23:30 | 3.3759 | 3.3759
2022-01-15 | 3.3223 | 3.3223
2022-01-15 00:30 | 3.1616 | 3.1616
2022-01-15 01:00 | 2.9472 | 2.9472
2022-01-15 01:30 | 2.7865 | 2.7865
2022-01-15 02:00 | 2.7329 | 2.7329
2022-01-15 02:30 | 2.6257 | 2.6257
2022-01-15 03:00 | 2.6257 | 2.6257
2022-01-15 03:30 | 2.7329 | 2.7329
2022-01-15 04:00 | 2.6793 | 2.6793
2022-01-15 04:30 | 2.7007 | 2.7007
2022-01-15 05:00 | 2.8401 | 2.8401
2022-01-15 05:30 | 2.6257 | 2.6257
2022-01-15 06:00 | 2.6257 | 2.6257
2022-01-15 06:30 | 2.7329 | 2.7329
2022-01-15 07:00 | 2.7865 | 2.7865
2022-01-15 07:30 | 2.9472 | 2.9472
2022-01-15 08:00 | 3.108 | 3.108
2022-01-15 08:30 | 3.2687 | 3.2687
2022-01-15 09:00 | 3.2687 | 3.2687
2022-01-15 09:30 | 3.3759 | 3.3759
2022-01-15 10:00 | 4.0189 | 4.0189
2022-01-15 10:30 | 4.0725 | 4.0725
2022-01-15 11:00 | 4.2033 | 4.2033
2022-01-15 11:30 | 4.4476 | 4.4476
2022-01-15 12:00 | 4.662 | 4.662
2022-01-15 12:30 | 4.662 | 4.662
2022-01-15 13:00 | 4.662 | 4.662
2022-01-15 13:30 | 4.8763 | 4.8763
2022-01-15 14:00 | 5.305 | 5.305
2022-01-15 14:30 | 5.0371 | 5.0371
2022-01-15 15:00 | 5.4689 | 5.4689
2022-01-15 15:30 | 5.5194 | 5.5194
2022-01-15 16:00 | 5.5729 | 5.5729
2022-01-15 16:30 | 6.1624 | 6.1624
2022-01-15 17:00 | 6.1624 | 6.1624
2022-01-15 17:30 | 6.1624 | 6.1624
2022-01-15 18:00 | 6.3767 | 6.3767
2022-01-15 18:30 | 6.4839 | 6.4839
2022-01-15 19:00 | 6.4839 | 6.4839
2022-01-15 19:30 | 6.4839 | 6.4839
2022-01-15 20:00 | 6.1624 | 6.1624
2022-01-15 20:30 | 6.0016 | 6.0016
2022-01-15 21:00 | 5.6801 | 5.6801
2022-01-15 21:30 | 5.5729 | 5.5729
2022-01-15 22:00 | 5.0371 | 5.0371
2022-01-15 22:30 | 4.7692 | 4.7692
2022-01-15 23:00 | 4.5548 | 4.5548
2022-01-15 23:30 | 4.2869 | 4.2869
2022-01-16 | 4.1261 | 4.1261
2022-01-16 00:30 | 3.9654 | 3.9654
2022-01-16 01:00 | 3.9118 | 3.9118
2022-01-16 01:30 | 3.6974 | 3.6974
2022-01-16 02:00 | 3.6974 | 3.6974
2022-01-16 02:30 | 3.5903 | 3.5903
2022-01-16 03:00 | 3.5903 | 3.5903
2022-01-16 03:30 | 3.4831 | 3.4831
2022-01-16 04:00 | 3.4295 | 3.4295
2022-01-16 04:30 | 3.4831 | 3.4831
2022-01-16 05:00 | 3.4295 | 3.4295
2022-01-16 05:30 | 3.3759 | 3.3759
2022-01-16 06:00 | 3.2687 | 3.2687
2022-01-16 06:30 | 3.2687 | 3.2687
2022-01-16 07:00 | 3.3759 | 3.3759
2022-01-16 07:30 | 3.4831 | 3.4831
2022-01-16 08:00 | 3.6974 | 3.6974
2022-01-16 08:30 | 3.7562 | 3.7562
2022-01-16 09:00 | 4.0189 | 4.0189
2022-01-16 09:30 | 4.1261 | 4.1261
2022-01-16 10:00 | 4.2869 | 4.2869
2022-01-16 10:30 | 4.5548 | 4.5548
2022-01-16 11:00 | 4.7156 | 4.7156
2022-01-16 11:30 | 4.7692 | 4.7692
2022-01-16 12:00 | 4.9835 | 4.9835
2022-01-16 12:30 | 5.0907 | 5.0907
2022-01-16 13:00 | 5.1978 | 5.1978
2022-01-16 13:30 | 5.305 | 5.305
2022-01-16 14:00 | 5.3586 | 5.3586
2022-01-16 14:30 | 5.4658 | 5.4658
2022-01-16 15:00 | 5.5194 | 5.5194
2022-01-16 15:30 | 5.6265 | 5.6265
2022-01-16 16:00 | 6.3767 | 6.3767
2022-01-16 16:30 | 5.948 | 5.948
2022-01-16 17:00 | 6.2696 | 6.2696
2022-01-16 17:30 | 6.5911 | 6.5911
2022-01-16 18:00 | 6.5911 | 6.5911
2022-01-16 18:30 | 6.8054 | 6.8054
2022-01-16 19:00 | 6.7518 | 6.7518
2022-01-16 19:30 | 6.6982 | 6.6982
2022-01-16 20:00 | 6.5375 | 6.5375
2022-01-16 20:30 | 6.216 | 6.216
2022-01-16 21:00 | 5.6265 | 5.6265
2022-01-16 21:30 | 5.4122 | 5.4122
2022-01-16 22:00 | 5.0907 | 5.0907
2022-01-16 22:30 | 4.7692 | 4.7692
2022-01-16 23:00 | 4.5548 | 4.5548
2022-01-16 23:30 | 4.2333 | 4.2333
2022-01-17 | 4.0725 | 4.0725
2022-01-17 00:30 | 4.0725 | 4.0725
2022-01-17 01:00 | 3.9118 | 3.9118
2022-01-17 01:30 | 3.8046 | 3.8046
2022-01-17 02:00 | 3.6974 | 3.6974
2022-01-17 02:30 | 3.5903 | 3.5903
2022-01-17 03:00 | 3.5903 | 3.5903
2022-01-17 03:30 | 3.5367 | 3.5367
2022-01-17 04:00 | 3.4831 | 3.4831
2022-01-17 04:30 | 3.4831 | 3.4831
2022-01-17 05:00 | 3.5903 | 3.5903
2022-01-17 05:30 | 3.5903 | 3.5903
2022-01-17 06:00 | 3.5903 | 3.5903
2022-01-17 06:30 | 3.8046 | 3.8046
2022-01-17 07:00 | 3.9118 | 3.9118
2022-01-17 07:30 | 4.0189 | 4.0189
2022-01-17 08:00 | 4.3547 | 4.3547
2022-01-17 08:30 | 4.5012 | 4.5012
2022-01-17 09:00 | 4.662 | 4.662
2022-01-17 09:30 | 4.9299 | 4.9299
2022-01-17 10:00 | 4.6084 | 4.6084
2022-01-17 10:30 | 4.7692 | 4.7692
2022-01-17 11:00 | 4.7156 | 4.7156
2022-01-17 11:30 | 5.0907 | 5.0907
2022-01-17 12:00 | 5.4122 | 5.4122
2022-01-17 12:30 | 5.5194 | 5.5194
2022-01-17 13:00 | 5.7337 | 5.7337
2022-01-17 13:30 | 5.7337 | 5.7337
2022-01-17 14:00 | 5.8409 | 5.8409
2022-01-17 14:30 | 5.8409 | 5.8409
2022-01-17 15:00 | 6.1761 | 6.1761
2022-01-17 15:30 | 6.2696 | 6.2696
2022-01-17 16:00 | 6.3767 | 6.3767
2022-01-17 16:30 | 6.6982 | 6.6982
2022-01-17 17:00 | 6.6982 | 6.6982
2022-01-17 17:30 | 6.6982 | 6.6982
2022-01-17 18:00 | 6.8054 | 6.8054
2022-01-17 18:30 | 6.7518 | 6.7518
2022-01-17 19:00 | 6.5375 | 6.5375
2022-01-17 19:30 | 6.2696 | 6.2696
2022-01-17 20:00 | 6.0552 | 6.0552
2022-01-17 20:30 | 5.7337 | 5.7337
2022-01-17 21:00 | 5.1978 | 5.1978
2022-01-17 21:30 | 4.8763 | 4.8763
2022-01-17 22:00 | 4.5548 | 4.5548
2022-01-17 22:30 | 4.2869 | 4.2869
2022-01-17 23:00 | 4.0725 | 4.0725
2022-01-17 23:30 | 3.9285 | 3.9285
2022-01-18 | 3.751 | 3.751
2022-01-18 00:30 | 3.6974 | 3.6974
2022-01-18 01:00 | 3.5903 | 3.5903
2022-01-18 01:30 | 3.5367 | 3.5367
2022-01-18 02:00 | 3.4831 | 3.4831
2022-01-18 02:30 | 3.4295 | 3.4295
2022-01-18 03:00 | 3.3759 | 3.3759
2022-01-18 03:30 | 3.3759 | 3.3759
2022-01-18 04:00 | 3.3759 | 3.3759
2022-01-18 04:30 | 3.2687 | 3.2687
2022-01-18 05:00 | 3.3223 | 3.3223
2022-01-18 05:30 | 3.4831 | 3.4831
2022-01-18 06:00 | 3.5903 | 3.5903
2022-01-18 06:30 | 3.6974 | 3.6974
2022-01-18 07:00 | 3.8582 | 3.8582
2022-01-18 07:30 | 3.9118 | 3.9118
2022-01-18 08:00 | 4.0189 | 4.0189
2022-01-18 08:30 | 4.2333 | 4.2333
2022-01-18 09:00 | 4.662 | 4.662
2022-01-18 09:30 | 4.5548 | 4.5548
2022-01-18 10:00 | 4.7156 | 4.7156
2022-01-18 10:30 | 4.7692 | 4.7692
2022-01-18 11:00 | 5.0371 | 5.0371
2022-01-18 11:30 | 5.305 | 5.305
2022-01-18 12:00 | 5.4658 | 5.4658
2022-01-18 12:30 | 5.8409 | 5.8409
2022-01-18 13:00 | 5.948 | 5.948
2022-01-18 13:30 | 6.4839 | 6.4839
2022-01-18 14:00 | 6.1624 | 6.1624
2022-01-18 14:30 | 5.7337 | 5.7337
2022-01-18 15:00 | 5.4658 | 5.4658
2022-01-18 15:30 | 5.3586 | 5.3586
2022-01-18 16:00 | 5.1443 | 5.1443
2022-01-18 16:30 | 5.1443 | 5.1443
2022-01-18 17:00 | 5.2514 | 5.2514
2022-01-18 17:30 | 5.305 | 5.305
2022-01-18 18:00 | 5.305 | 5.305
2022-01-18 18:30 | 5.3586 | 5.3586
2022-01-18 19:00 | 5.4122 | 5.4122
2022-01-18 19:30 | 5.2894 | 5.2894
2022-01-18 20:00 | 5.1978 | 5.1978
2022-01-18 20:30 | 4.9835 | 4.9835
2022-01-18 21:00 | 4.662 | 4.662
2022-01-18 21:30 | 4.4476 | 4.4476
2022-01-18 22:00 | 4.2333 | 4.2333
2022-01-18 22:30 | 3.9654 | 3.9654
2022-01-18 23:00 | 3.8046 | 3.8046
2022-01-18 23:30 | 3.5903 | 3.5903
2022-01-19 | 3.4831 | 3.4831
2022-01-19 00:30 | 3.2558 | 3.2558
2022-01-19 01:00 | 3.1735 | 3.1735
2022-01-19 01:30 | 3.0544 | 3.0544
2022-01-19 02:00 | 3.0544 | 3.0544
2022-01-19 02:30 | 2.8936 | 2.8936
2022-01-19 03:00 | 2.8887 | 2.8887
2022-01-19 03:30 | 2.9453 | 2.9453
2022-01-19 04:00 | 2.845 | 2.845
2022-01-19 04:30 | 2.8401 | 2.8401
2022-01-19 05:00 | 3.0109 | 3.0109
2022-01-19 05:30 | 3.0544 | 3.0544
2022-01-19 06:00 | 3.2152 | 3.2152
2022-01-19 06:30 | 3.2687 | 3.2687
2022-01-19 07:00 | 3.3759 | 3.3759
2022-01-19 07:30 | 3.3759 | 3.3759
2022-01-19 08:00 | 3.5903 | 3.5903
2022-01-19 08:30 | 3.8582 | 3.8582
2022-01-19 09:00 | 3.9118 | 3.9118
2022-01-19 09:30 | 3.5903 | 3.5903
2022-01-19 10:00 | 3.4831 | 3.4831
2022-01-19 10:30 | 3.3759 | 3.3759
2022-01-19 11:00 | 3.4295 | 3.4295
2022-01-19 11:30 | 3.3223 | 3.3223
2022-01-19 12:00 | 3.4295 | 3.4295
2022-01-19 12:30 | 3.6974 | 3.6974
2022-01-19 13:00 | 3.8046 | 3.8046
2022-01-19 13:30 | 4.0189 | 4.0189
2022-01-19 14:00 | 4.3405 | 4.3405
2022-01-19 14:30 | 4.7156 | 4.7156
2022-01-19 15:00 | 4.9835 | 4.9835
2022-01-19 15:30 | 5.2514 | 5.2514
2022-01-19 16:00 | 5.4122 | 5.4122
2022-01-19 16:30 | 5.1443 | 5.1443
2022-01-19 17:00 | 5.4658 | 5.4658
2022-01-19 17:30 | 5.5194 | 5.5194
2022-01-19 18:00 | 5.6765 | 5.6765
2022-01-19 18:30 | 5.7337 | 5.7337
2022-01-19 19:00 | 5.6265 | 5.6265
2022-01-19 19:30 | 5.5729 | 5.5729
2022-01-19 20:00 | 5.3586 | 5.3586
2022-01-19 20:30 | 5.0907 | 5.0907
2022-01-19 21:00 | 4.7692 | 4.7692
2022-01-19 21:30 | 4.5548 | 4.5548
2022-01-19 22:00 | 4.1261 | 4.1261
2022-01-19 22:30 | 3.8046 | 3.8046
2022-01-19 23:00 | 3.6576 | 3.6576
2022-01-19 23:30 | 3.4295 | 3.4295
2022-01-20 | 3.1616 | 3.1616
2022-01-20 00:30 | 2.9472 | 2.9472
2022-01-20 01:00 | 2.8401 | 2.8401
2022-01-20 01:30 | 2.6257 | 2.6257
2022-01-20 02:00 | 2.5778 | 2.5778
2022-01-20 02:30 | 2.6257 | 2.6257
2022-01-20 03:00 | 2.6257 | 2.6257
2022-01-20 03:30 | 2.465 | 2.465
2022-01-20 04:00 | 2.5721 | 2.5721
2022-01-20 04:30 | 2.5721 | 2.5721
2022-01-20 05:00 | 2.6793 | 2.6793
2022-01-20 05:30 | 2.7865 | 2.7865
2022-01-20 06:00 | 2.8401 | 2.8401
2022-01-20 06:30 | 2.8936 | 2.8936
2022-01-20 07:00 | 2.9472 | 2.9472
2022-01-20 07:30 | 3.0544 | 3.0544
2022-01-20 08:00 | 3.1616 | 3.1616
2022-01-20 08:30 | 3.108 | 3.108
2022-01-20 09:00 | 3.108 | 3.108
2022-01-20 09:30 | 3.2152 | 3.2152
2022-01-20 10:00 | 3.5367 | 3.5367
2022-01-20 10:30 | 3.6438 | 3.6438
2022-01-20 11:00 | 3.9118 | 3.9118
2022-01-20 11:30 | 4.1261 | 4.1261
2022-01-20 12:00 | 4.3941 | 4.3941
2022-01-20 12:30 | 4.7692 | 4.7692
2022-01-20 13:00 | 4.9835 | 4.9835
2022-01-20 13:30 | 4.8053 | 4.8053
2022-01-20 14:00 | 4.662 | 4.662
2022-01-20 14:30 | 4.9299 | 4.9299
2022-01-20 15:00 | 4.8887 | 4.8887
2022-01-20 15:30 | 4.9835 | 4.9835
2022-01-20 16:00 | 4.8763 | 4.8763
2022-01-20 16:30 | 5.7337 | 5.7337
2022-01-20 17:00 | 5.5194 | 5.5194
2022-01-20 17:30 | 5.5194 | 5.5194
2022-01-20 18:00 | 5.4122 | 5.4122
2022-01-20 18:30 | 4.6084 | 4.6084
2022-01-20 19:00 | 4.3941 | 4.3941
2022-01-20 19:30 | 4.0189 | 4.0189
2022-01-20 20:00 | 3.751 | 3.751
2022-01-20 20:30 | 3.6974 | 3.6974
2022-01-20 21:00 | 3.3759 | 3.3759
2022-01-20 21:30 | 3.2152 | 3.2152
2022-01-20 22:00 | 3.1616 | 3.1616
2022-01-20 22:30 | 2.8936 | 2.8936
2022-01-20 23:00 | 2.7329 | 2.7329
2022-01-20 23:30 | 2.7329 | 2.7329
2022-01-21 | 2.6257 | 2.6257
2022-01-21 00:30 | 2.5721 | 2.5721
2022-01-21 01:00 | 2.5185 | 2.5185
2022-01-21 01:30 | 2.5185 | 2.5185
2022-01-21 02:00 | 2.5185 | 2.5185
2022-01-21 02:30 | 2.4114 | 2.4114
2022-01-21 03:00 | 2.4114 | 2.4114
2022-01-21 03:30 | 2.3042 | 2.3042
2022-01-21 04:00 | 2.3042 | 2.3042
2022-01-21 04:30 | 2.4114 | 2.4114
2022-01-21 05:00 | 2.4114 | 2.4114
2022-01-21 05:30 | 2.5185 | 2.5185
2022-01-21 06:00 | 2.6257 | 2.6257
2022-01-21 06:30 | 2.7329 | 2.7329
2022-01-21 07:00 | 2.6793 | 2.6793
2022-01-21 07:30 | 2.7865 | 2.7865
2022-01-21 08:00 | 2.9472 | 2.9472
2022-01-21 08:30 | 3.4295 | 3.4295
2022-01-21 09:00 | 3.2152 | 3.2152
2022-01-21 09:30 | 2.9472 | 2.9472
2022-01-21 10:00 | 3.3759 | 3.3759
2022-01-21 10:30 | 3.9118 | 3.9118
2022-01-21 11:00 | 4.0725 | 4.0725
2022-01-21 11:30 | 3.8046 | 3.8046
2022-01-21 12:00 | 3.8046 | 3.8046
2022-01-21 12:30 | 3.9118 | 3.9118
2022-01-21 13:00 | 4.5548 | 4.5548
2022-01-21 13:30 | 4.3941 | 4.3941
2022-01-21 14:00 | 4.3941 | 4.3941
2022-01-21 14:30 | 4.662 | 4.662
2022-01-21 15:00 | 4.4476 | 4.4476
2022-01-21 15:30 | 4.5012 | 4.5012
2022-01-21 16:00 | 4.5548 | 4.5548
2022-01-21 16:30 | 4.5548 | 4.5548
2022-01-21 17:00 | 4.2333 | 4.2333
2022-01-21 17:30 | 4.2869 | 4.2869
2022-01-21 18:00 | 4.2333 | 4.2333
2022-01-21 18:30 | 4.0189 | 4.0189
2022-01-21 19:00 | 3.9118 | 3.9118
2022-01-21 19:30 | 4.0725 | 4.0725
2022-01-21 20:00 | 3.8582 | 3.8582
2022-01-21 20:30 | 3.6974 | 3.6974
2022-01-21 21:00 | 3.6974 | 3.6974
2022-01-21 21:30 | 3.3759 | 3.3759
2022-01-21 22:00 | 3.2687 | 3.2687
2022-01-21 22:30 | 3.1616 | 3.1616
2022-01-21 23:00 | 3.0544 | 3.0544
2022-01-21 23:30 | 3.0008 | 3.0008
2022-01-22 | 2.9472 | 2.9472
2022-01-22 00:30 | 2.7865 | 2.7865
2022-01-22 01:00 | 2.7329 | 2.7329
2022-01-22 01:30 | 2.7386 | 2.7386
2022-01-22 02:00 | 2.7463 | 2.7463
2022-01-22 02:30 | 2.754 | 2.754
2022-01-22 03:00 | 2.7616 | 2.7616
2022-01-22 03:30 | 2.7693 | 2.7693
2022-01-22 04:00 | 2.777 | 2.777
2022-01-22 04:30 | 2.7847 | 2.7847
2022-01-22 05:00 | 2.7924 | 2.7924
2022-01-22 05:30 | 2.8 | 2.8
2022-01-22 06:00 | 2.8077 | 2.8077
2022-01-22 06:30 | 2.8154 | 2.8154
2022-01-22 07:00 | 2.8231 | 2.8231
2022-01-22 07:30 | 2.8307 | 2.8307
2022-01-22 08:00 | 2.8384 | 2.8384
2022-01-22 08:30 | 2.8461 | 2.8461
2022-01-22 09:00 | 2.8538 | 2.8538
2022-01-22 09:30 | 2.8615 | 2.8615
2022-01-22 10:00 | 2.8691 | 2.8691
2022-01-22 10:30 | 2.8768 | 2.8768
2022-01-22 11:00 | 2.8845 | 2.8845
2022-01-22 11:30 | 2.8922 | 2.8922
2022-01-22 12:00 | 2.8999 | 2.8999
2022-01-22 12:30 | 2.9075 | 2.9075
2022-01-22 13:00 | 2.9152 | 2.9152
2022-01-22 13:30 | 2.9229 | 2.9229
2022-01-22 14:00 | 2.9306 | 2.9306
2022-01-22 14:30 | 2.9383 | 2.9383
2022-01-22 15:00 | 2.9459 | 2.9459
2022-01-22 15:30 | 2.9536 | 2.9536
2022-01-22 16:00 | 2.9613 | 2.9613
2022-01-22 16:30 | 2.969 | 2.969
2022-01-22 17:00 | 2.9767 | 2.9767
2022-01-22 17:30 | 2.9843 | 2.9843
2022-01-22 18:00 | 2.992 | 2.992
2022-01-22 18:30 | 2.9997 | 2.9997
2022-01-22 19:00 | 3.0074 | 3.0074
2022-01-22 19:30 | 3.0151 | 3.0151
2022-01-22 20:00 | 3.0227 | 3.0227
2022-01-22 20:30 | 3.0304 | 3.0304
2022-01-22 21:00 | 3.0381 | 3.0381
2022-01-22 21:30 | 3.0458 | 3.0458
2022-01-22 22:00 | 3.0535 | 3.0535
2022-01-22 22:30 | 3.0611 | 3.0611
2022-01-22 23:00 | 3.0688 | 3.0688
2022-01-22 23:30 | 3.0765 | 3.0765
2022-01-23 | 3.0842 | 3.0842
2022-01-23 00:30 | 3.0919 | 3.0919
2022-01-23 01:00 | 3.0995 | 3.0995
2022-01-23 01:30 | 3.1072 | 3.1072
2022-01-23 02:00 | 3.1149 | 3.1149
2022-01-23 02:30 | 3.1226 | 3.1226
2022-01-23 03:00 | 3.1303 | 3.1303
2022-01-23 03:30 | 3.1379 | 3.1379
2022-01-23 04:00 | 3.1456 | 3.1456
2022-01-23 04:30 | 3.1533 | 3.1533
2022-01-23 05:00 | 3.161 | 3.161
2022-01-23 05:30 | 3.1687 | 3.1687
2022-01-23 06:00 | 3.1763 | 3.1763
2022-01-23 06:30 | 3.184 | 3.184
2022-01-23 07:00 | 3.1917 | 3.1917
2022-01-23 07:30 | 3.1994 | 3.1994
2022-01-23 08:00 | 3.2071 | 3.2071
2022-01-23 08:30 | 3.2147 | 3.2147
2022-01-23 09:00 | 3.2224 | 3.2224
2022-01-23 09:30 | 3.2301 | 3.2301
2022-01-23 10:00 | 3.2378 | 3.2378
2022-01-23 10:30 | 3.2455 | 3.2455
2022-01-23 11:00 | 3.2531 | 3.2531
2022-01-23 11:30 | 3.2608 | 3.2608
2022-01-23 12:00 | 3.2685 | 3.2685
2022-01-23 12:30 | 3.2762 | 3.2762
2022-01-23 13:00 | 3.2839 | 3.2839
2022-01-23 13:30 | 3.2915 | 3.2915
2022-01-23 14:00 | 3.2992 | 3.2992
2022-01-23 14:30 | 3.3069 | 3.3069
2022-01-23 15:00 | 3.3146 | 3.3146
2022-01-23 15:30 | 3.3223 | 3.3223
2022-01-23 16:00 | 3.3299 | 3.3299
2022-01-23 16:30 | 3.3376 | 3.3376
2022-01-23 17:00 | 3.3453 | 3.3453
2022-01-23 17:30 | 3.353 | 3.353
2022-01-23 18:00 | 3.3607 | 3.3607
2022-01-23 18:30 | 3.3683 | 3.3683
2022-01-23 19:00 | 3.3798 | 3.3798
2022-01-23 19:30 | 3.4831 | 3.4831
2022-01-23 20:00 | 3.2687 | 3.2687
2022-01-23 20:30 | 3.1616 | 3.1616
2022-01-23 21:00 | 2.9472 | 2.9472
2022-01-23 21:30 | 3.0544 | 3.0544
2022-01-23 22:00 | 2.7329 | 2.7329
2022-01-23 22:30 | 2.7329 | 2.7329
2022-01-23 23:00 | 2.5185 | 2.5185
2022-01-23 23:30 | 2.6257 | 2.6257
2022-01-24 | 2.4168 | 2.4168
2022-01-24 00:30 | 2.465 | 2.465
2022-01-24 01:00 | 2.3543 | 2.3543
2022-01-24 01:30 | 2.3334 | 2.3334
2022-01-24 02:00 | 2.3578 | 2.3578
2022-01-24 02:30 | 2.3042 | 2.3042
2022-01-24 03:00 | 2.3042 | 2.3042
2022-01-24 03:30 | 2.3025 | 2.3025
2022-01-24 04:00 | 2.3498 | 2.3498
2022-01-24 04:30 | 2.4819 | 2.4819
2022-01-24 05:00 | 2.5721 | 2.5721
2022-01-24 05:30 | 2.5721 | 2.5721
2022-01-24 06:00 | 2.5489 | 2.5489
2022-01-24 06:30 | 2.7865 | 2.7865
2022-01-24 07:00 | 2.8944 | 2.8944
2022-01-24 07:30 | 2.8401 | 2.8401
2022-01-24 08:00 | 2.8831 | 2.8831
2022-01-24 08:30 | 2.9285 | 2.9285
2022-01-24 09:00 | 3.0322 | 3.0322
2022-01-24 09:30 | 3.1078 | 3.1078
2022-01-24 10:00 | 2.9087 | 2.9087
2022-01-24 10:30 | 2.6257 | 2.6257
2022-01-24 11:00 | 2.465 | 2.465
2022-01-24 11:30 | 2.9396 | 2.9396
2022-01-24 12:00 | 2.7865 | 2.7865
2022-01-24 12:30 | 2.7329 | 2.7329
2022-01-24 13:00 | 3.0008 | 3.0008
2022-01-24 13:30 | 2.7329 | 2.7329
2022-01-24 14:00 | 3.1616 | 3.1616
2022-01-24 14:30 | 3.3223 | 3.3223
2022-01-24 15:00 | 3.3759 | 3.3759
2022-01-24 15:30 | 3.108 | 3.108
2022-01-24 16:00 | 3.2687 | 3.2687
2022-01-24 16:30 | 2.8936 | 2.8936
2022-01-24 17:00 | 2.9472 | 2.9472
2022-01-24 17:30 | 2.9472 | 2.9472
2022-01-24 18:00 | 2.8401 | 2.8401
2022-01-24 18:30 | 3.0544 | 3.0544
2022-01-24 19:00 | 3.0008 | 3.0008
2022-01-24 19:30 | 3.2687 | 3.2687
2022-01-24 20:00 | 3.1616 | 3.1616
2022-01-24 20:30 | 2.9472 | 2.9472
2022-01-24 21:00 | 2.7865 | 2.7865
2022-01-24 21:30 | 2.9472 | 2.9472
2022-01-24 22:00 | 2.7329 | 2.7329
2022-01-24 22:30 | 2.5185 | 2.5185
2022-01-24 23:00 | 2.4114 | 2.4114
2022-01-24 23:30 | 2.3042 | 2.3042
2022-01-25 | 2.3042 | 2.3042
2022-01-25 00:30 | 2.197 | 2.197
2022-01-25 01:00 | 2.197 | 2.197
2022-01-25 01:30 | 2.197 | 2.197
2022-01-25 02:00 | 2.197 | 2.197
2022-01-25 02:30 | 2.1434 | 2.1434
2022-01-25 03:00 | 2.0899 | 2.0899
2022-01-25 03:30 | 2.0899 | 2.0899
2022-01-25 04:00 | 2.1434 | 2.1434
2022-01-25 04:30 | 2.1225 | 2.1225
2022-01-25 05:00 | 2.3042 | 2.3042
2022-01-25 05:30 | 2.3578 | 2.3578
2022-01-25 06:00 | 2.465 | 2.465
2022-01-25 06:30 | 2.4938 | 2.4938
2022-01-25 07:00 | 2.5926 | 2.5926
2022-01-25 07:30 | 2.7865 | 2.7865
2022-01-25 08:00 | 2.8401 | 2.8401
2022-01-25 08:30 | 2.878 | 2.878
2022-01-25 09:00 | 2.7329 | 2.7329
2022-01-25 09:30 | 2.8401 | 2.8401
2022-01-25 10:00 | 2.6257 | 2.6257
2022-01-25 10:30 | 2.6257 | 2.6257
2022-01-25 11:00 | 2.7329 | 2.7329
2022-01-25 11:30 | 2.7329 | 2.7329
2022-01-25 12:00 | 3.0544 | 3.0544
2022-01-25 12:30 | 3.0544 | 3.0544
2022-01-25 13:00 | 3.108 | 3.108
2022-01-25 13:30 | 3.4831 | 3.4831
2022-01-25 14:00 | 3.2687 | 3.2687
2022-01-25 14:30 | 3.2687 | 3.2687
2022-01-25 15:00 | 3.1616 | 3.1616
2022-01-25 15:30 | 3.2152 | 3.2152
2022-01-25 16:00 | 3.1616 | 3.1616
2022-01-25 16:30 | 3.1616 | 3.1616
2022-01-25 17:00 | 3.1616 | 3.1616
2022-01-25 17:30 | 3.1616 | 3.1616
2022-01-25 18:00 | 3.1616 | 3.1616
2022-01-25 18:30 | 3.1616 | 3.1616
2022-01-25 19:00 | 3.2687 | 3.2687
2022-01-25 19:30 | 3.2687 | 3.2687
2022-01-25 20:00 | 3.2687 | 3.2687
2022-01-25 20:30 | 3.0237 | 3.0237
2022-01-25 21:00 | 2.8401 | 2.8401
2022-01-25 21:30 | 2.9472 | 2.9472
2022-01-25 22:00 | 2.8401 | 2.8401
2022-01-25 22:30 | 2.5721 | 2.5721
2022-01-25 23:00 | 2.465 | 2.465
2022-01-25 23:30 | 2.3578 | 2.3578
2022-01-26 | 2.3578 | 2.3578
2022-01-26 00:30 | 2.197 | 2.197
2022-01-26 01:00 | 2.3042 | 2.3042
2022-01-26 01:30 | 2.2506 | 2.2506
2022-01-26 02:00 | 2.2506 | 2.2506
2022-01-26 02:30 | 2.2503 | 2.2503
2022-01-26 03:00 | 2.197 | 2.197
2022-01-26 03:30 | 2.3042 | 2.3042
2022-01-26 04:00 | 2.2506 | 2.2506
2022-01-26 04:30 | 2.2506 | 2.2506
2022-01-26 05:00 | 2.3042 | 2.3042
2022-01-26 05:30 | 2.3042 | 2.3042
2022-01-26 06:00 | 2.5721 | 2.5721
2022-01-26 06:30 | 2.4112 | 2.4112
2022-01-26 07:00 | 2.5185 | 2.5185
2022-01-26 07:30 | 2.6257 | 2.6257
2022-01-26 08:00 | 2.5721 | 2.5721
2022-01-26 08:30 | 2.6793 | 2.6793
2022-01-26 09:00 | 2.465 | 2.465
2022-01-26 09:30 | 2.7329 | 2.7329
2022-01-26 10:00 | 2.9472 | 2.9472
2022-01-26 10:30 | 2.7329 | 2.7329
2022-01-26 11:00 | 3.5903 | 3.5903
2022-01-26 11:30 | 3.3759 | 3.3759
2022-01-26 12:00 | 2.8401 | 2.8401
2022-01-26 12:30 | 2.5185 | 2.5185
2022-01-26 13:00 | 3.0544 | 3.0544
2022-01-26 13:30 | 3.4831 | 3.4831
2022-01-26 14:00 | 3.0008 | 3.0008
2022-01-26 14:30 | 3.9118 | 3.9118
2022-01-26 15:00 | 3.3759 | 3.3759
2022-01-26 15:30 | 3.2687 | 3.2687
2022-01-26 16:00 | 3.2687 | 3.2687
2022-01-26 16:30 | 3.2687 | 3.2687
2022-01-26 17:00 | 3.108 | 3.108
2022-01-26 17:30 | 3.2152 | 3.2152
2022-01-26 18:00 | 3.2152 | 3.2152
2022-01-26 18:30 | 3.3759 | 3.3759
2022-01-26 19:00 | 3.2687 | 3.2687
2022-01-26 19:30 | 3.3223 | 3.3223
2022-01-26 20:00 | 3.2687 | 3.2687
2022-01-26 20:30 | 3.1616 | 3.1616
2022-01-26 21:00 | 3.0544 | 3.0544
2022-01-26 21:30 | 2.8401 | 2.8401
2022-01-26 22:00 | 2.8401 | 2.8401
2022-01-26 22:30 | 2.6257 | 2.6257
2022-01-26 23:00 | 2.6257 | 2.6257
2022-01-26 23:30 | 2.465 | 2.465
2022-01-27 | 2.4114 | 2.4114
2022-01-27 00:30 | 2.4114 | 2.4114
2022-01-27 01:00 | 2.3578 | 2.3578
2022-01-27 01:30 | 2.3042 | 2.3042
2022-01-27 02:00 | 2.3042 | 2.3042
2022-01-27 02:30 | 2.3578 | 2.3578
2022-01-27 03:00 | 2.3042 | 2.3042
2022-01-27 03:30 | 2.3042 | 2.3042
2022-01-27 04:00 | 2.3042 | 2.3042
2022-01-27 04:30 | 2.4114 | 2.4114
2022-01-27 05:00 | 2.4114 | 2.4114
2022-01-27 05:30 | 2.4114 | 2.4114
2022-01-27 06:00 | 2.5721 | 2.5721
2022-01-27 06:30 | 2.7329 | 2.7329
2022-01-27 07:00 | 2.7865 | 2.7865
2022-01-27 07:30 | 2.8401 | 2.8401
2022-01-27 08:00 | 2.9472 | 2.9472
2022-01-27 08:30 | 2.8287 | 2.8287
2022-01-27 09:00 | 3.1616 | 3.1616
2022-01-27 09:30 | 3.1616 | 3.1616
2022-01-27 10:00 | 3.1616 | 3.1616
2022-01-27 10:30 | 3.1616 | 3.1616
2022-01-27 11:00 | 3.108 | 3.108
2022-01-27 11:30 | 3.1616 | 3.1616
2022-01-27 12:00 | 3.3759 | 3.3759
2022-01-27 12:30 | 3.3223 | 3.3223
2022-01-27 13:00 | 3.108 | 3.108
2022-01-27 13:30 | 2.9472 | 2.9472
2022-01-27 14:00 | 3.3223 | 3.3223
2022-01-27 14:30 | 3.3759 | 3.3759
2022-01-27 15:00 | 3.4831 | 3.4831
2022-01-27 15:30 | 3.5903 | 3.5903
2022-01-27 16:00 | 3.6974 | 3.6974
2022-01-27 16:30 | 3.8582 | 3.8582
2022-01-27 17:00 | 3.8046 | 3.8046
2022-01-27 17:30 | 3.8582 | 3.8582
2022-01-27 18:00 | 3.8582 | 3.8582
2022-01-27 18:30 | 3.9654 | 3.9654
2022-01-27 19:00 | 4.0189 | 4.0189
2022-01-27 19:30 | 4.0725 | 4.0725
2022-01-27 20:00 | 3.8046 | 3.8046
2022-01-27 20:30 | 3.6438 | 3.6438
2022-01-27 21:00 | 3.4295 | 3.4295
2022-01-27 21:30 | 3.3223 | 3.3223
2022-01-27 22:00 | 3.0544 | 3.0544
2022-01-27 22:30 | 2.8936 | 2.8936
2022-01-27 23:00 | 2.7329 | 2.7329
2022-01-27 23:30 | 2.7329 | 2.7329
2022-01-28 | 2.5185 | 2.5185
2022-01-28 00:30 | 2.4114 | 2.4114
2022-01-28 01:00 | 2.4114 | 2.4114
2022-01-28 01:30 | 2.3578 | 2.3578
2022-01-28 02:00 | 2.4114 | 2.4114
2022-01-28 02:30 | 2.3578 | 2.3578
2022-01-28 03:00 | 2.3042 | 2.3042
2022-01-28 03:30 | 2.3042 | 2.3042
2022-01-28 04:00 | 2.3042 | 2.3042
2022-01-28 04:30 | 2.4114 | 2.4114
2022-01-28 05:00 | 2.4114 | 2.4114
2022-01-28 05:30 | 2.465 | 2.465
2022-01-28 06:00 | 2.5721 | 2.5721
2022-01-28 06:30 | 2.6793 | 2.6793
2022-01-28 07:00 | 2.8401 | 2.8401
2022-01-28 07:30 | 2.9472 | 2.9472
2022-01-28 08:00 | 3.0544 | 3.0544
2022-01-28 08:30 | 3.0629 | 3.0629
2022-01-28 09:00 | 3.1013 | 3.1013
2022-01-28 09:30 | 3.3698 | 3.3698
2022-01-28 10:00 | 3.1669 | 3.1669
2022-01-28 10:30 | 2.953 | 2.953
2022-01-28 11:00 | 2.8978 | 2.8978
2022-01-28 11:30 | 3.2152 | 3.2152
2022-01-28 12:00 | 3.9797 | 3.9797
2022-01-28 12:30 | 3.7169 | 3.7169
2022-01-28 13:00 | 3.9158 | 3.9158
2022-01-28 13:30 | 3.6974 | 3.6974
2022-01-28 14:00 | 3.4831 | 3.4831
2022-01-28 14:30 | 3.2687 | 3.2687
2022-01-28 15:00 | 3.1616 | 3.1616
2022-01-28 15:30 | 3.1616 | 3.1616
2022-01-28 16:00 | 3.4295 | 3.4295
2022-01-28 16:30 | 3.2687 | 3.2687
2022-01-28 17:00 | 3.3223 | 3.3223
2022-01-28 17:30 | 3.3759 | 3.3759
2022-01-28 18:00 | 3.4831 | 3.4831
2022-01-28 18:30 | 3.4831 | 3.4831
2022-01-28 19:00 | 3.5367 | 3.5367
2022-01-28 19:30 | 3.5367 | 3.5367
2022-01-28 20:00 | 3.3988 | 3.3988
2022-01-28 20:30 | 3.3154 | 3.3154
2022-01-28 21:00 | 3.1874 | 3.1874
2022-01-28 21:30 | 3.1616 | 3.1616
2022-01-28 22:00 | 2.8401 | 2.8401
2022-01-28 22:30 | 2.6793 | 2.6793
2022-01-28 23:00 | 2.6257 | 2.6257
2022-01-28 23:30 | 2.5185 | 2.5185
2022-01-29 | 2.5507 | 2.5507
2022-01-29 00:30 | 2.4114 | 2.4114
2022-01-29 01:00 | 2.3578 | 2.3578
2022-01-29 01:30 | 2.3042 | 2.3042
2022-01-29 02:00 | 2.197 | 2.197
2022-01-29 02:30 | 2.197 | 2.197
2022-01-29 03:00 | 2.2506 | 2.2506
2022-01-29 03:30 | 2.1434 | 2.1434
2022-01-29 04:00 | 2.197 | 2.197
2022-01-29 04:30 | 2.197 | 2.197
2022-01-29 05:00 | 2.2506 | 2.2506
2022-01-29 05:30 | 2.3042 | 2.3042
2022-01-29 06:00 | 2.3042 | 2.3042
2022-01-29 06:30 | 2.3042 | 2.3042
2022-01-29 07:00 | 2.3578 | 2.3578
2022-01-29 07:30 | 2.465 | 2.465
2022-01-29 08:00 | 2.5751 | 2.5751
2022-01-29 08:30 | 2.5185 | 2.5185
2022-01-29 09:00 | 2.6793 | 2.6793
2022-01-29 09:30 | 2.6257 | 2.6257
2022-01-29 10:00 | 2.7865 | 2.7865
2022-01-29 10:30 | 2.465 | 2.465
2022-01-29 11:00 | 2.8401 | 2.8401
2022-01-29 11:30 | 2.7865 | 2.7865
2022-01-29 12:00 | 3.2687 | 3.2687
2022-01-29 12:30 | 2.3758 | 2.3758
2022-01-29 13:00 | 2.9345 | 2.9345
2022-01-29 13:30 | 2.7884 | 2.7884
2022-01-29 14:00 | 3.1585 | 3.1585
2022-01-29 14:30 | 2.7239 | 2.7239
2022-01-29 15:00 | 2.8367 | 2.8367
2022-01-29 15:30 | 3.0028 | 3.0028
2022-01-29 16:00 | 3.5026 | 3.5026
2022-01-29 16:30 | 3.3978 | 3.3978
2022-01-29 17:00 | 3.5459 | 3.5459
2022-01-29 17:30 | 3.9755 | 3.9755
2022-01-29 18:00 | 3.6974 | 3.6974
2022-01-29 18:30 | 3.6167 | 3.6167
2022-01-29 19:00 | 3.751 | 3.751
2022-01-29 19:30 | 3.684 | 3.684
2022-01-29 20:00 | 3.5772 | 3.5772
2022-01-29 20:30 | 3.4831 | 3.4831
2022-01-29 21:00 | 3.4133 | 3.4133
2022-01-29 21:30 | 3.3007 | 3.3007
2022-01-29 22:00 | 2.9867 | 2.9867
2022-01-29 22:30 | 2.7473 | 2.7473
2022-01-29 23:00 | 2.7544 | 2.7544
2022-01-29 23:30 | 2.6586 | 2.6586
2022-01-30 | 2.4512 | 2.4512
2022-01-30 00:30 | 2.4369 | 2.4369
2022-01-30 01:00 | 2.4114 | 2.4114
2022-01-30 01:30 | 2.4443 | 2.4443
2022-01-30 02:00 | 2.4166 | 2.4166
2022-01-30 02:30 | 2.3746 | 2.3746
2022-01-30 03:00 | 2.3578 | 2.3578
2022-01-30 03:30 | 2.3578 | 2.3578
2022-01-30 04:00 | 2.382 | 2.382
2022-01-30 04:30 | 2.4114 | 2.4114
2022-01-30 05:00 | 2.4114 | 2.4114
2022-01-30 05:30 | 2.4064 | 2.4064
2022-01-30 06:00 | 2.3736 | 2.3736
2022-01-30 06:30 | 2.3726 | 2.3726
2022-01-30 07:00 | 2.4647 | 2.4647
2022-01-30 07:30 | 2.37 | 2.37
2022-01-30 08:00 | 2.5721 | 2.5721
2022-01-30 08:30 | 2.5688 | 2.5688
2022-01-30 09:00 | 2.4471 | 2.4471
2022-01-30 09:30 | 2.3189 | 2.3189
2022-01-30 10:00 | 2.5427 | 2.5427
2022-01-30 10:30 | 2.6295 | 2.6295
2022-01-30 11:00 | 2.3614 | 2.3614
2022-01-30 11:30 | 2.5836 | 2.5836
2022-01-30 12:00 | 2.4961 | 2.4961
2022-01-30 12:30 | 3.2701 | 3.2701
2022-01-30 13:00 | 3.0926 | 3.0926
2022-01-30 13:30 | 2.9076 | 2.9076
2022-01-30 14:00 | 2.5292 | 2.5292
2022-01-30 14:30 | 2.7337 | 2.7337
2022-01-30 15:00 | 2.8176 | 2.8176
2022-01-30 15:30 | 3.1956 | 3.1956
2022-01-30 16:00 | 3.2613 | 3.2613
2022-01-30 16:30 | 4.094 | 4.094
2022-01-30 17:00 | 3.9654 | 3.9654
2022-01-30 17:30 | 3.6663 | 3.6663
2022-01-30 18:00 | 3.746 | 3.746
2022-01-30 18:30 | 3.697 | 3.697
2022-01-30 19:00 | 3.6093 | 3.6093
2022-01-30 19:30 | 3.6785 | 3.6785
2022-01-30 20:00 | 3.6448 | 3.6448
2022-01-30 20:30 | 3.5696 | 3.5696
2022-01-30 21:00 | 3.2843 | 3.2843
2022-01-30 21:30 | 3.3223 | 3.3223
2022-01-30 22:00 | 3.0768 | 3.0768
2022-01-30 22:30 | 2.7542 | 2.7542
2022-01-30 23:00 | 2.622 | 2.622
2022-01-30 23:30 | 2.6182 | 2.6182
2022-01-31 | 2.4676 | 2.4676
2022-01-31 00:30 | 2.483 | 2.483
2022-01-31 01:00 | 2.3378 | 2.3378
2022-01-31 01:30 | 2.3017 | 2.3017
2022-01-31 02:00 | 2.2075 | 2.2075
2022-01-31 02:30 | 2.2142 | 2.2142
2022-01-31 03:00 | 2.2506 | 2.2506
2022-01-31 03:30 | 2.2534 | 2.2534
2022-01-31 04:00 | 2.2712 | 2.2712
2022-01-31 04:30 | 2.2506 | 2.2506
2022-01-31 05:00 | 2.4265 | 2.4265
2022-01-31 05:30 | 2.5078 | 2.5078
2022-01-31 06:00 | 2.6873 | 2.6873
2022-01-31 06:30 | 2.7523 | 2.7523
2022-01-31 07:00 | 2.8312 | 2.8312
2022-01-31 07:30 | 2.8272 | 2.8272
2022-01-31 08:00 | 3.1425 | 3.1425
2022-01-31 08:30 | 3.1511 | 3.1511
2022-01-31 09:00 | 3.0175 | 3.0175
2022-01-31 09:30 | 2.9472 | 2.9472
2022-01-31 10:00 | 3.1032 | 3.1032
2022-01-31 10:30 | 3.1398 | 3.1398
2022-01-31 11:00 | 3.6237 | 3.6237
2022-01-31 11:30 | 3.3614 | 3.3614
2022-01-31 12:00 | 3.431 | 3.431
2022-01-31 12:30 | 3.7129 | 3.7129
2022-01-31 13:00 | 4.2741 | 4.2741
2022-01-31 13:30 | 3.9689 | 3.9689
2022-01-31 14:00 | 4.5838 | 4.5838
2022-01-31 14:30 | 3.913 | 3.913
2022-01-31 15:00 | 4.3192 | 4.3192
2022-01-31 15:30 | 4.4773 | 4.4773
2022-01-31 16:00 | 4.6084 | 4.6084
2022-01-31 16:30 | 4.565 | 4.565
2022-01-31 17:00 | 4.7936 | 4.7936
2022-01-31 17:30 | 4.7692 | 4.7692
2022-01-31 18:00 | 4.4501 | 4.4501
2022-01-31 18:30 | 4.3941 | 4.3941
2022-01-31 19:00 | 4.2639 | 4.2639
2022-01-31 19:30 | 4.1877 | 4.1877
2022-01-31 20:00 | 4.0878 | 4.0878
2022-01-31 20:30 | 3.8046 | 3.8046
2022-01-31 21:00 | 3.5367 | 3.5367
2022-01-31 21:30 | 3.4682 | 3.4682
2022-01-31 22:00 | 3.1653 | 3.1653
2022-01-31 22:30 | 2.9318 | 2.9318
2022-01-31 23:00 | 2.7349 | 2.7349
2022-01-31 23:30 | 2.8381 | 2.8381
2022-02-01 | 2.7352 | 2.7352
2022-02-01 00:30 | 2.6377 | 2.6377
2022-02-01 01:00 | 2.6662 | 2.6662
2022-02-01 01:30 | 2.6657 | 2.6657
2022-02-01 02:00 | 2.5914 | 2.5914
2022-02-01 02:30 | 2.5721 | 2.5721
2022-02-01 03:00 | 2.5703 | 2.5703
2022-02-01 03:30 | 2.4206 | 2.4206
2022-02-01 04:00 | 2.5541 | 2.5541
2022-02-01 04:30 | 2.5423 | 2.5423
2022-02-01 05:00 | 2.6683 | 2.6683
2022-02-01 05:30 | 2.6498 | 2.6498
2022-02-01 06:00 | 2.892 | 2.892
2022-02-01 06:30 | 2.8935 | 2.8935
2022-02-01 07:00 | 3.0008 | 3.0008
2022-02-01 07:30 | 3.2687 | 3.2687
2022-02-01 08:00 | 3.2803 | 3.2803
2022-02-01 08:30 | 3.2798 | 3.2798
2022-02-01 09:00 | 3.2905 | 3.2905
2022-02-01 09:30 | 3.3683 | 3.3683
2022-02-01 10:00 | 3.3759 | 3.3759
2022-02-01 10:30 | 3.2786 | 3.2786
2022-02-01 11:00 | 3.8951 | 3.8951
2022-02-01 11:30 | 3.6416 | 3.6416
2022-02-01 12:00 | 3.9118 | 3.9118
2022-02-01 12:30 | 4.1797 | 4.1797
2022-02-01 13:00 | 4.2008 | 4.2008
2022-02-01 13:30 | 4.4476 | 4.4476
2022-02-01 14:00 | 4.3941 | 4.3941
2022-02-01 14:30 | 4.9235 | 4.9235
2022-02-01 15:00 | 4.6415 | 4.6415
2022-02-01 15:30 | 4.7535 | 4.7535
2022-02-01 16:00 | 5.341 | 5.341
2022-02-01 16:30 | 5.1443 | 5.1443
2022-02-01 17:00 | 5.5159 | 5.5159
2022-02-01 17:30 | 5.3886 | 5.3886
2022-02-01 18:00 | 5.3205 | 5.3205
2022-02-01 18:30 | 5.5552 | 5.5552
2022-02-01 19:00 | 5.3715 | 5.3715
2022-02-01 19:30 | 5.2178 | 5.2178
2022-02-01 20:00 | 5.0347 | 5.0347
2022-02-01 20:30 | 4.8515 | 4.8515
2022-02-01 21:00 | 4.4476 | 4.4476
2022-02-01 21:30 | 4.3405 | 4.3405
2022-02-01 22:00 | 3.9118 | 3.9118
2022-02-01 22:30 | 3.6974 | 3.6974
2022-02-01 23:00 | 3.4831 | 3.4831
2022-02-01 23:30 | 3.3223 | 3.3223
2022-02-02 | 3.1616 | 3.1616
2022-02-02 00:30 | 3.1616 | 3.1616
2022-02-02 01:00 | 2.9472 | 2.9472
2022-02-02 01:30 | 2.9472 | 2.9472
2022-02-02 02:00 | 2.8936 | 2.8936
2022-02-02 02:30 | 2.8401 | 2.8401
2022-02-02 03:00 | 2.7865 | 2.7865
2022-02-02 03:30 | 2.7329 | 2.7329
2022-02-02 04:00 | 2.7329 | 2.7329
2022-02-02 04:30 | 2.8401 | 2.8401
2022-02-02 05:00 | 2.7865 | 2.7865
2022-02-02 05:30 | 2.9472 | 2.9472
2022-02-02 06:00 | 3.108 | 3.108
2022-02-02 06:30 | 3.1616 | 3.1616
2022-02-02 07:00 | 3.2152 | 3.2152
2022-02-02 07:30 | 3.4831 | 3.4831
2022-02-02 08:00 | 3.4831 | 3.4831
2022-02-02 08:30 | 3.6974 | 3.6974
2022-02-02 09:00 | 3.6974 | 3.6974
2022-02-02 09:30 | 3.8046 | 3.8046
2022-02-02 10:00 | 3.6974 | 3.6974
2022-02-02 10:30 | 3.8046 | 3.8046
2022-02-02 11:00 | 4.1261 | 4.1261
2022-02-02 11:30 | 4.2333 | 4.2333
2022-02-02 12:00 | 4.2333 | 4.2333
2022-02-02 12:30 | 4.5012 | 4.5012
2022-02-02 13:00 | 4.662 | 4.662
2022-02-02 13:30 | 4.662 | 4.662
2022-02-02 14:00 | 4.9299 | 4.9299
2022-02-02 14:30 | 4.7692 | 4.7692
2022-02-02 15:00 | 5.1443 | 5.1443
2022-02-02 15:30 | 5.1978 | 5.1978
2022-02-02 16:00 | 5.1978 | 5.1978
2022-02-02 16:30 | 5.1978 | 5.1978
2022-02-02 17:00 | 5.4658 | 5.4658
2022-02-02 17:30 | 5.5194 | 5.5194
2022-02-02 18:00 | 5.6801 | 5.6801
2022-02-02 18:30 | 5.7873 | 5.7873
2022-02-02 19:00 | 5.8409 | 5.8409
2022-02-02 19:30 | 5.6265 | 5.6265
2022-02-02 20:00 | 5.3586 | 5.3586
2022-02-02 20:30 | 5.1978 | 5.1978
2022-02-02 21:00 | 4.7156 | 4.7156
2022-02-02 21:30 | 4.5012 | 4.5012
2022-02-02 22:00 | 4.1261 | 4.1261
2022-02-02 22:30 | 3.8046 | 3.8046
2022-02-02 23:00 | 3.5903 | 3.5903
2022-02-02 23:30 | 3.4831 | 3.4831
2022-02-03 | 3.3759 | 3.3759
2022-02-03 00:30 | 3.1616 | 3.1616
2022-02-03 01:00 | 3.0544 | 3.0544
2022-02-03 01:30 | 3.0544 | 3.0544
2022-02-03 02:00 | 3.0544 | 3.0544
2022-02-03 02:30 | 2.9472 | 2.9472
2022-02-03 03:00 | 2.9472 | 2.9472
2022-02-03 03:30 | 3.0544 | 3.0544
2022-02-03 04:00 | 3.108 | 3.108
2022-02-03 04:30 | 2.9472 | 2.9472
2022-02-03 05:00 | 3.0008 | 3.0008
2022-02-03 05:30 | 3.0831 | 3.0831
2022-02-03 06:00 | 3.1913 | 3.1913
2022-02-03 06:30 | 3.1828 | 3.1828
2022-02-03 07:00 | 3.4171 | 3.4171
2022-02-03 07:30 | 3.5367 | 3.5367
2022-02-03 08:00 | 3.6974 | 3.6974
2022-02-03 08:30 | 3.6974 | 3.6974
2022-02-03 09:00 | 3.751 | 3.751
2022-02-03 09:30 | 3.5903 | 3.5903
2022-02-03 10:00 | 3.5903 | 3.5903
2022-02-03 10:30 | 3.6105 | 3.6105
2022-02-03 11:00 | 3.5903 | 3.5903
2022-02-03 11:30 | 3.6438 | 3.6438
2022-02-03 12:00 | 3.5903 | 3.5903
2022-02-03 12:30 | 3.821 | 3.821
2022-02-03 13:00 | 3.6974 | 3.6974
2022-02-03 13:30 | 3.6974 | 3.6974
2022-02-03 14:00 | 3.9118 | 3.9118
2022-02-03 14:30 | 4.0189 | 4.0189
2022-02-03 15:00 | 3.9118 | 3.9118
2022-02-03 15:30 | 4.1797 | 4.1797
2022-02-03 16:00 | 4.1261 | 4.1261
2022-02-03 16:30 | 4.2333 | 4.2333
2022-02-03 17:00 | 4.1797 | 4.1797
2022-02-03 17:30 | 4.3405 | 4.3405
2022-02-03 18:00 | 4.3405 | 4.3405
2022-02-03 18:30 | 4.3405 | 4.3405
2022-02-03 19:00 | 4.4476 | 4.4476
2022-02-03 19:30 | 4.4476 | 4.4476
2022-02-03 20:00 | 4.2333 | 4.2333
2022-02-03 20:30 | 4.0725 | 4.0725
2022-02-03 21:00 | 3.8046 | 3.8046
2022-02-03 21:30 | 3.751 | 3.751
2022-02-03 22:00 | 3.4831 | 3.4831
2022-02-03 22:30 | 3.0896 | 3.0896
2022-02-03 23:00 | 2.9472 | 2.9472
2022-02-03 23:30 | 2.8401 | 2.8401
2022-02-04 | 2.7329 | 2.7329
2022-02-04 00:30 | 2.6257 | 2.6257
2022-02-04 01:00 | 2.6793 | 2.6793
2022-02-04 01:30 | 2.4114 | 2.4114
2022-02-04 02:00 | 2.3042 | 2.3042
2022-02-04 02:30 | 2.2506 | 2.2506
2022-02-04 03:00 | 2.3578 | 2.3578
2022-02-04 03:30 | 2.2506 | 2.2506
2022-02-04 04:00 | 2.1434 | 2.1434
2022-02-04 04:30 | 2.3042 | 2.3042
2022-02-04 05:00 | 2.2506 | 2.2506
2022-02-04 05:30 | 2.465 | 2.465
2022-02-04 06:00 | 2.5721 | 2.5721
2022-02-04 06:30 | 2.5176 | 2.5176
2022-02-04 07:00 | 2.5185 | 2.5185
2022-02-04 07:30 | 2.6793 | 2.6793
2022-02-04 08:00 | 2.5721 | 2.5721
2022-02-04 08:30 | 2.5185 | 2.5185
2022-02-04 09:00 | 2.5721 | 2.5721
2022-02-04 09:30 | 2.3042 | 2.3042
2022-02-04 10:00 | 2.5185 | 2.5185
2022-02-04 10:30 | 2.3578 | 2.3578
2022-02-04 11:00 | 2.5185 | 2.5185
2022-02-04 11:30 | 2.465 | 2.465
2022-02-04 12:00 | 2.5185 | 2.5185
2022-02-04 12:30 | 2.9472 | 2.9472
2022-02-04 13:00 | 2.9472 | 2.9472
2022-02-04 13:30 | 2.9472 | 2.9472
2022-02-04 14:00 | 3.0544 | 3.0544
2022-02-04 14:30 | 3.1616 | 3.1616
2022-02-04 15:00 | 3.2687 | 3.2687
2022-02-04 15:30 | 3.3759 | 3.3759
2022-02-04 16:00 | 3.4831 | 3.4831
2022-02-04 16:30 | 3.6974 | 3.6974
2022-02-04 17:00 | 3.9267 | 3.9267
2022-02-04 17:30 | 3.9654 | 3.9654
2022-02-04 18:00 | 4.1261 | 4.1261
2022-02-04 18:30 | 4.3941 | 4.3941
2022-02-04 19:00 | 4.1261 | 4.1261
2022-02-04 19:30 | 3.9654 | 3.9654
2022-02-04 20:00 | 3.9654 | 3.9654
2022-02-04 20:30 | 3.6974 | 3.6974
2022-02-04 21:00 | 3.4831 | 3.4831
2022-02-04 21:30 | 3.2687 | 3.2687
2022-02-04 22:00 | 2.9472 | 2.9472
2022-02-04 22:30 | 2.7865 | 2.7865
2022-02-04 23:00 | 2.5185 | 2.5185
2022-02-04 23:30 | 2.4114 | 2.4114
2022-02-05 | 2.3042 | 2.3042
2022-02-05 00:30 | 2.3042 | 2.3042
2022-02-05 01:00 | 2.197 | 2.197
2022-02-05 01:30 | 2.0899 | 2.0899
2022-02-05 02:00 | 2.1434 | 2.1434
2022-02-05 02:30 | 2.0363 | 2.0363
2022-02-05 03:00 | 1.9291 | 1.9291
2022-02-05 03:30 | 1.9827 | 1.9827
2022-02-05 04:00 | 1.9827 | 1.9827
2022-02-05 04:30 | 1.9827 | 1.9827
2022-02-05 05:00 | 1.9827 | 1.9827
2022-02-05 05:30 | 2.0363 | 2.0363
2022-02-05 06:00 | 1.9291 | 1.9291
2022-02-05 06:30 | 1.9827 | 1.9827
2022-02-05 07:00 | 1.9291 | 1.9291
2022-02-05 07:30 | 1.9291 | 1.9291
2022-02-05 08:00 | 1.9291 | 1.9291
2022-02-05 08:30 | 2.0899 | 2.0899
2022-02-05 09:00 | 1.8755 | 1.8755
2022-02-05 09:30 | 1.9291 | 1.9291
2022-02-05 10:00 | 2.0899 | 2.0899
2022-02-05 10:30 | 2.3042 | 2.3042
2022-02-05 11:00 | 2.3042 | 2.3042
2022-02-05 11:30 | 2.5185 | 2.5185
2022-02-05 12:00 | 2.5608 | 2.5608
2022-02-05 12:30 | 2.7642 | 2.7642
2022-02-05 13:00 | 2.8401 | 2.8401
2022-02-05 13:30 | 2.8936 | 2.8936
2022-02-05 14:00 | 3.108 | 3.108
2022-02-05 14:30 | 3.1616 | 3.1616
2022-02-05 15:00 | 3.2687 | 3.2687
2022-02-05 15:30 | 3.4831 | 3.4831
2022-02-05 16:00 | 3.6438 | 3.6438
2022-02-05 16:30 | 3.751 | 3.751
2022-02-05 17:00 | 4.0189 | 4.0189
2022-02-05 17:30 | 4.2333 | 4.2333
2022-02-05 18:00 | 4.4476 | 4.4476
2022-02-05 18:30 | 4.5548 | 4.5548
2022-02-05 19:00 | 4.6084 | 4.6084
2022-02-05 19:30 | 4.4476 | 4.4476
2022-02-05 20:00 | 4.3405 | 4.3405
2022-02-05 20:30 | 4.2333 | 4.2333
2022-02-05 21:00 | 3.8046 | 3.8046
2022-02-05 21:30 | 3.6974 | 3.6974
2022-02-05 22:00 | 3.3759 | 3.3759
2022-02-05 22:30 | 3.108 | 3.108
2022-02-05 23:00 | 2.9472 | 2.9472
2022-02-05 23:30 | 2.8401 | 2.8401
2022-02-06 | 2.7329 | 2.7329
2022-02-06 00:30 | 2.6257 | 2.6257
2022-02-06 01:00 | 2.4114 | 2.4114
2022-02-06 01:30 | 2.3578 | 2.3578
2022-02-06 02:00 | 2.3578 | 2.3578
2022-02-06 02:30 | 2.3042 | 2.3042
2022-02-06 03:00 | 2.197 | 2.197
2022-02-06 03:30 | 2.197 | 2.197
2022-02-06 04:00 | 2.1434 | 2.1434
2022-02-06 04:30 | 2.3578 | 2.3578
2022-02-06 05:00 | 2.2506 | 2.2506
2022-02-06 05:30 | 2.3042 | 2.3042
2022-02-06 06:00 | 2.1434 | 2.1434
2022-02-06 06:30 | 2.1434 | 2.1434
2022-02-06 07:00 | 2.197 | 2.197
2022-02-06 07:30 | 2.197 | 2.197
2022-02-06 08:00 | 2.4114 | 2.4114
2022-02-06 08:30 | 2.197 | 2.197
2022-02-06 09:00 | 2.2506 | 2.2506
2022-02-06 09:30 | 2.5185 | 2.5185
2022-02-06 10:00 | 2.6257 | 2.6257
2022-02-06 10:30 | 2.7865 | 2.7865
2022-02-06 11:00 | 2.9472 | 2.9472
2022-02-06 11:30 | 3.0544 | 3.0544
2022-02-06 12:00 | 3.2687 | 3.2687
2022-02-06 12:30 | 3.2687 | 3.2687
2022-02-06 13:00 | 3.8046 | 3.8046
2022-02-06 13:30 | 3.5903 | 3.5903
2022-02-06 14:00 | 4.3405 | 4.3405
2022-02-06 14:30 | 4.3405 | 4.3405
2022-02-06 15:00 | 3.8046 | 3.8046
2022-02-06 15:30 | 3.9178 | 3.9178
2022-02-06 16:00 | 4.1797 | 4.1797
2022-02-06 16:30 | 4.3405 | 4.3405
2022-02-06 17:00 | 4.4476 | 4.4476
2022-02-06 17:30 | 4.7692 | 4.7692
2022-02-06 18:00 | 4.8763 | 4.8763
2022-02-06 18:30 | 5.1443 | 5.1443
2022-02-06 19:00 | 4.8763 | 4.8763
2022-02-06 19:30 | 4.8763 | 4.8763
2022-02-06 20:00 | 4.5548 | 4.5548
2022-02-06 20:30 | 4.3405 | 4.3405
2022-02-06 21:00 | 4.1261 | 4.1261
2022-02-06 21:30 | 3.9118 | 3.9118
2022-02-06 22:00 | 3.5903 | 3.5903
2022-02-06 22:30 | 3.3759 | 3.3759
2022-02-06 23:00 | 3.1616 | 3.1616
2022-02-06 23:30 | 3.0008 | 3.0008
2022-02-07 | 2.9472 | 2.9472
2022-02-07 00:30 | 2.7329 | 2.7329
2022-02-07 01:00 | 2.7329 | 2.7329
2022-02-07 01:30 | 2.6932 | 2.6932
2022-02-07 02:00 | 2.5185 | 2.5185
2022-02-07 02:30 | 2.5185 | 2.5185
2022-02-07 03:00 | 2.5185 | 2.5185
2022-02-07 03:30 | 2.4114 | 2.4114
2022-02-07 04:00 | 2.4114 | 2.4114
2022-02-07 04:30 | 2.4114 | 2.4114
2022-02-07 05:00 | 2.465 | 2.465
2022-02-07 05:30 | 2.5721 | 2.5721
2022-02-07 06:00 | 2.6793 | 2.6793
2022-02-07 06:30 | 2.9472 | 2.9472
2022-02-07 07:00 | 2.9831 | 2.9831
2022-02-07 07:30 | 3.0544 | 3.0544
2022-02-07 08:00 | 3.058 | 3.058
2022-02-07 08:30 | 3.2687 | 3.2687
2022-02-07 09:00 | 3.3223 | 3.3223
2022-02-07 09:30 | 3.1616 | 3.1616
2022-02-07 10:00 | 3.3223 | 3.3223
2022-02-07 10:30 | 3.2152 | 3.2152
2022-02-07 11:00 | 3.1616 | 3.1616
2022-02-07 11:30 | 3.5903 | 3.5903
2022-02-07 12:00 | 3.6974 | 3.6974
2022-02-07 12:30 | 3.6974 | 3.6974
2022-02-07 13:00 | 4.0189 | 4.0189
2022-02-07 13:30 | 4.1797 | 4.1797
2022-02-07 14:00 | 4.4476 | 4.4476
2022-02-07 14:30 | 4.4476 | 4.4476
2022-02-07 15:00 | 4.7692 | 4.7692
2022-02-07 15:30 | 4.9299 | 4.9299
2022-02-07 16:00 | 4.7156 | 4.7156
2022-02-07 16:30 | 4.7156 | 4.7156
2022-02-07 17:00 | 4.662 | 4.662
2022-02-07 17:30 | 4.4843 | 4.4843
2022-02-07 18:00 | 4.0725 | 4.0725
2022-02-07 18:30 | 3.9118 | 3.9118
2022-02-07 19:00 | 4.0108 | 4.0108
2022-02-07 19:30 | 3.751 | 3.751
2022-02-07 20:00 | 3.6974 | 3.6974
2022-02-07 20:30 | 3.4831 | 3.4831
2022-02-07 21:00 | 3.1616 | 3.1616
2022-02-07 21:30 | 3.2687 | 3.2687
2022-02-07 22:00 | 2.9472 | 2.9472
2022-02-07 22:30 | 2.7329 | 2.7329
2022-02-07 23:00 | 2.6793 | 2.6793
2022-02-07 23:30 | 2.5185 | 2.5185
2022-02-08 | 2.5185 | 2.5185
2022-02-08 00:30 | 2.4114 | 2.4114
2022-02-08 01:00 | 2.2506 | 2.2506
2022-02-08 01:30 | 2.2506 | 2.2506
2022-02-08 02:00 | 2.3042 | 2.3042
2022-02-08 02:30 | 2.3042 | 2.3042
2022-02-08 03:00 | 2.197 | 2.197
2022-02-08 03:30 | 2.197 | 2.197
2022-02-08 04:00 | 2.0899 | 2.0899
2022-02-08 04:30 | 2.197 | 2.197
2022-02-08 05:00 | 2.197 | 2.197
2022-02-08 05:30 | 2.3042 | 2.3042
2022-02-08 06:00 | 2.5185 | 2.5185
2022-02-08 06:30 | 2.6793 | 2.6793
2022-02-08 07:00 | 2.8936 | 2.8936
2022-02-08 07:30 | 2.9472 | 2.9472
2022-02-08 08:00 | 2.9472 | 2.9472
2022-02-08 08:30 | 2.9472 | 2.9472
2022-02-08 09:00 | 3.0544 | 3.0544
2022-02-08 09:30 | 2.8401 | 2.8401
2022-02-08 10:00 | 2.8936 | 2.8936
2022-02-08 10:30 | 2.7329 | 2.7329
2022-02-08 11:00 | 2.9472 | 2.9472
2022-02-08 11:30 | 2.9472 | 2.9472
2022-02-08 12:00 | 2.7865 | 2.7865
2022-02-08 12:30 | 2.8936 | 2.8936
2022-02-08 13:00 | 3.3197 | 3.3197
2022-02-08 13:30 | 3.2583 | 3.2583
2022-02-08 14:00 | 3.4214 | 3.4214
2022-02-08 14:30 | 3.4949 | 3.4949
2022-02-08 15:00 | 4.082 | 4.082
2022-02-08 15:30 | 3.8798 | 3.8798
2022-02-08 16:00 | 4.0337 | 4.0337
2022-02-08 16:30 | 4.1797 | 4.1797
2022-02-08 17:00 | 4.2869 | 4.2869
2022-02-08 17:30 | 4.5433 | 4.5433
2022-02-08 18:00 | 4.4785 | 4.4785
2022-02-08 18:30 | 4.5471 | 4.5471
2022-02-08 19:00 | 4.7156 | 4.7156
2022-02-08 19:30 | 4.5012 | 4.5012
2022-02-08 20:00 | 4.3941 | 4.3941
2022-02-08 20:30 | 4.1184 | 4.1184
2022-02-08 21:00 | 3.751 | 3.751
2022-02-08 21:30 | 3.6516 | 3.6516
2022-02-08 22:00 | 3.2854 | 3.2854
2022-02-08 22:30 | 3.0267 | 3.0267
2022-02-08 23:00 | 2.9002 | 2.9002
2022-02-08 23:30 | 2.8153 | 2.8153
2022-02-09 | 2.6408 | 2.6408
2022-02-09 00:30 | 2.599 | 2.599
2022-02-09 01:00 | 2.465 | 2.465
2022-02-09 01:30 | 2.3081 | 2.3081
2022-02-09 02:00 | 2.3328 | 2.3328
2022-02-09 02:30 | 2.3073 | 2.3073
2022-02-09 03:00 | 2.2506 | 2.2506
2022-02-09 03:30 | 2.3343 | 2.3343
2022-02-09 04:00 | 2.2506 | 2.2506
2022-02-09 04:30 | 2.2323 | 2.2323
2022-02-09 05:00 | 2.376 | 2.376
2022-02-09 05:30 | 2.3906 | 2.3906
2022-02-09 06:00 | 2.465 | 2.465
2022-02-09 06:30 | 2.6552 | 2.6552
2022-02-09 07:00 | 2.7329 | 2.7329
2022-02-09 07:30 | 2.8462 | 2.8462
2022-02-09 08:00 | 2.9249 | 2.9249
2022-02-09 08:30 | 3.0008 | 3.0008
2022-02-09 09:00 | 3.0544 | 3.0544
2022-02-09 09:30 | 3.1372 | 3.1372
2022-02-09 10:00 | 3.2257 | 3.2257
2022-02-09 10:30 | 3.4669 | 3.4669
2022-02-09 11:00 | 3.4831 | 3.4831
2022-02-09 11:30 | 3.8046 | 3.8046
2022-02-09 12:00 | 3.9654 | 3.9654
2022-02-09 12:30 | 4.1128 | 4.1128
2022-02-09 13:00 | 4.1797 | 4.1797
2022-02-09 13:30 | 4.4508 | 4.4508
2022-02-09 14:00 | 4.3923 | 4.3923
2022-02-09 14:30 | 4.6348 | 4.6348
2022-02-09 15:00 | 5.0907 | 5.0907
2022-02-09 15:30 | 5.33 | 5.33
2022-02-09 16:00 | 5.5061 | 5.5061
2022-02-09 16:30 | 5.305 | 5.305
2022-02-09 17:00 | 5.5194 | 5.5194
2022-02-09 17:30 | 5.7098 | 5.7098
2022-02-09 18:00 | 5.5729 | 5.5729
2022-02-09 18:30 | 5.8409 | 5.8409
2022-02-09 19:00 | 5.6399 | 5.6399
2022-02-09 19:30 | 5.6265 | 5.6265
2022-02-09 20:00 | 5.3586 | 5.3586
2022-02-09 20:30 | 4.9861 | 4.9861
2022-02-09 21:00 | 4.6058 | 4.6058
2022-02-09 21:30 | 4.3941 | 4.3941
2022-02-09 22:00 | 4.0189 | 4.0189
2022-02-09 22:30 | 3.6974 | 3.6974
2022-02-09 23:00 | 3.5903 | 3.5903
2022-02-09 23:30 | 3.5367 | 3.5367
2022-02-10 | 3.2687 | 3.2687
2022-02-10 00:30 | 3.1616 | 3.1616
2022-02-10 01:00 | 3.1079 | 3.1079
2022-02-10 01:30 | 2.9484 | 2.9484
2022-02-10 02:00 | 2.8936 | 2.8936
2022-02-10 02:30 | 2.9743 | 2.9743
2022-02-10 03:00 | 2.8209 | 2.8209
2022-02-10 03:30 | 2.7777 | 2.7777
2022-02-10 04:00 | 2.8401 | 2.8401
2022-02-10 04:30 | 2.7329 | 2.7329
2022-02-10 05:00 | 2.7865 | 2.7865
2022-02-10 05:30 | 2.9472 | 2.9472
2022-02-10 06:00 | 3.0186 | 3.0186
2022-02-10 06:30 | 3.0544 | 3.0544
2022-02-10 07:00 | 3.2243 | 3.2243
2022-02-10 07:30 | 3.5367 | 3.5367
2022-02-10 08:00 | 3.4831 | 3.4831
2022-02-10 08:30 | 3.8046 | 3.8046
2022-02-10 09:00 | 3.6974 | 3.6974
2022-02-10 09:30 | 3.8582 | 3.8582
2022-02-10 10:00 | 4.0725 | 4.0725
2022-02-10 10:30 | 4.2333 | 4.2333
2022-02-10 11:00 | 4.282 | 4.282
2022-02-10 11:30 | 4.5012 | 4.5012
2022-02-10 12:00 | 5.305 | 5.305
2022-02-10 12:30 | 4.8227 | 4.8227
2022-02-10 13:00 | 4.73 | 4.73
2022-02-10 13:30 | 5.1177 | 5.1177
2022-02-10 14:00 | 5.096 | 5.096
2022-02-10 14:30 | 5.0571 | 5.0571
2022-02-10 15:00 | 5.7337 | 5.7337
2022-02-10 15:30 | 5.948 | 5.948
2022-02-10 16:00 | 5.7337 | 5.7337
2022-02-10 16:30 | 5.7337 | 5.7337
2022-02-10 17:00 | 5.5493 | 5.5493
2022-02-10 17:30 | 5.6328 | 5.6328
2022-02-10 18:00 | 5.8583 | 5.8583
2022-02-10 18:30 | 5.9979 | 5.9979
2022-02-10 19:00 | 5.999 | 5.999
2022-02-10 19:30 | 5.7873 | 5.7873
2022-02-10 20:00 | 5.5194 | 5.5194
2022-02-10 20:30 | 5.0668 | 5.0668
2022-02-10 21:00 | 4.6084 | 4.6084
2022-02-10 21:30 | 4.3941 | 4.3941
2022-02-10 22:00 | 4.0713 | 4.0713
2022-02-10 22:30 | 3.7862 | 3.7862
2022-02-10 23:00 | 3.6119 | 3.6119
2022-02-10 23:30 | 3.4295 | 3.4295
2022-02-11 | 3.3223 | 3.3223
2022-02-11 00:30 | 3.2687 | 3.2687
2022-02-11 01:00 | 3.0932 | 3.0932
2022-02-11 01:30 | 3.0008 | 3.0008
2022-02-11 02:00 | 2.9472 | 2.9472
2022-02-11 02:30 | 2.8584 | 2.8584
2022-02-11 03:00 | 2.8401 | 2.8401
2022-02-11 03:30 | 2.8401 | 2.8401
2022-02-11 04:00 | 2.8401 | 2.8401
2022-02-11 04:30 | 2.7865 | 2.7865
2022-02-11 05:00 | 2.8401 | 2.8401
2022-02-11 05:30 | 2.8981 | 2.8981
2022-02-11 06:00 | 3.0967 | 3.0967
2022-02-11 06:30 | 3.1204 | 3.1204
2022-02-11 07:00 | 3.1616 | 3.1616
2022-02-11 07:30 | 3.2542 | 3.2542
2022-02-11 08:00 | 3.5367 | 3.5367
2022-02-11 08:30 | 3.4295 | 3.4295
2022-02-11 09:00 | 3.6856 | 3.6856
2022-02-11 09:30 | 3.3223 | 3.3223
2022-02-11 10:00 | 3.4507 | 3.4507
2022-02-11 10:30 | 3.6913 | 3.6913
2022-02-11 11:00 | 3.6974 | 3.6974
2022-02-11 11:30 | 4.0272 | 4.0272
2022-02-11 12:00 | 4.1797 | 4.1797
2022-02-11 12:30 | 4.4476 | 4.4476
2022-02-11 13:00 | 4.662 | 4.662
2022-02-11 13:30 | 4.7298 | 4.7298
2022-02-11 14:00 | 4.8805 | 4.8805
2022-02-11 14:30 | 5.0362 | 5.0362
2022-02-11 15:00 | 5.1978 | 5.1978
2022-02-11 15:30 | 5.6801 | 5.6801
2022-02-11 16:00 | 5.7666 | 5.7666
2022-02-11 16:30 | 5.5729 | 5.5729
2022-02-11 17:00 | 6.1527 | 6.1527
2022-02-11 17:30 | 6.216 | 6.216
2022-02-11 18:00 | 6.1088 | 6.1088
2022-02-11 18:30 | 6.0552 | 6.0552
2022-02-11 19:00 | 6.1624 | 6.1624
2022-02-11 19:30 | 5.8945 | 5.8945
2022-02-11 20:00 | 5.7337 | 5.7337
2022-02-11 20:30 | 5.5194 | 5.5194
2022-02-11 21:00 | 5.1978 | 5.1978
2022-02-11 21:30 | 5.0907 | 5.0907
2022-02-11 22:00 | 4.5495 | 4.5495
2022-02-11 22:30 | 4.2333 | 4.2333
2022-02-11 23:00 | 4.1261 | 4.1261
2022-02-11 23:30 | 3.9118 | 3.9118
2022-02-12 | 3.751 | 3.751
2022-02-12 00:30 | 3.7268 | 3.7268
2022-02-12 01:00 | 3.5903 | 3.5903
2022-02-12 01:30 | 3.4831 | 3.4831
2022-02-12 02:00 | 3.3759 | 3.3759
2022-02-12 02:30 | 3.2687 | 3.2687
2022-02-12 03:00 | 3.2152 | 3.2152
2022-02-12 03:30 | 3.1616 | 3.1616
2022-02-12 04:00 | 3.088 | 3.088
2022-02-12 04:30 | 3.108 | 3.108
2022-02-12 05:00 | 3.0093 | 3.0093
2022-02-12 05:30 | 2.9472 | 2.9472
2022-02-12 06:00 | 3.0016 | 3.0016
2022-02-12 06:30 | 3.0158 | 3.0158
2022-02-12 07:00 | 3.0051 | 3.0051
2022-02-12 07:30 | 3.1361 | 3.1361
2022-02-12 08:00 | 3.1616 | 3.1616
2022-02-12 08:30 | 3.2687 | 3.2687
2022-02-12 09:00 | 3.3861 | 3.3861
2022-02-12 09:30 | 3.6172 | 3.6172
2022-02-12 10:00 | 3.751 | 3.751
2022-02-12 10:30 | 3.9769 | 3.9769
2022-02-12 11:00 | 4.1261 | 4.1261
2022-02-12 11:30 | 4.3405 | 4.3405
2022-02-12 12:00 | 4.4476 | 4.4476
2022-02-12 12:30 | 4.662 | 4.662
2022-02-12 13:00 | 4.4657 | 4.4657
2022-02-12 13:30 | 4.8763 | 4.8763
2022-02-12 14:00 | 4.7692 | 4.7692
2022-02-12 14:30 | 5.1175 | 5.1175
2022-02-12 15:00 | 5.2514 | 5.2514
2022-02-12 15:30 | 5.1443 | 5.1443
2022-02-12 16:00 | 5.3586 | 5.3586
2022-02-12 16:30 | 4.5012 | 4.5012
2022-02-12 17:00 | 4.7156 | 4.7156
2022-02-12 17:30 | 5.1375 | 5.1375
2022-02-12 18:00 | 7.8771 | 7.8771
2022-02-12 18:30 | 5.4122 | 5.4122
2022-02-12 19:00 | 5.2516 | 5.2516
2022-02-12 19:30 | 5.0907 | 5.0907
2022-02-12 20:00 | 4.1261 | 4.1261
2022-02-12 20:30 | 4.5012 | 4.5012
2022-02-12 21:00 | 3.7646 | 3.7646
2022-02-12 21:30 | 3.2687 | 3.2687
2022-02-12 22:00 | 3.3759 | 3.3759
2022-02-12 22:30 | 3.1616 | 3.1616
2022-02-12 23:00 | 3.0544 | 3.0544
2022-02-12 23:30 | 2.9472 | 2.9472
2022-02-13 | 2.7329 | 2.7329
2022-02-13 00:30 | 2.6793 | 2.6793
2022-02-13 01:00 | 2.6257 | 2.6257
2022-02-13 01:30 | 2.5185 | 2.5185
2022-02-13 02:00 | 2.4114 | 2.4114
2022-02-13 02:30 | 2.4114 | 2.4114
2022-02-13 03:00 | 2.5185 | 2.5185
2022-02-13 03:30 | 2.4114 | 2.4114
2022-02-13 04:00 | 2.4114 | 2.4114
2022-02-13 04:30 | 2.465 | 2.465
2022-02-13 05:00 | 2.465 | 2.465
2022-02-13 05:30 | 2.465 | 2.465
2022-02-13 06:00 | 2.5185 | 2.5185
2022-02-13 06:30 | 2.4493 | 2.4493
2022-02-13 07:00 | 2.4692 | 2.4692
2022-02-13 07:30 | 2.5721 | 2.5721
2022-02-13 08:00 | 2.7865 | 2.7865
2022-02-13 08:30 | 2.7482 | 2.7482
2022-02-13 09:00 | 2.8936 | 2.8936
2022-02-13 09:30 | 2.8401 | 2.8401
2022-02-13 10:00 | 2.8674 | 2.8674
2022-02-13 10:30 | 3.108 | 3.108
2022-02-13 11:00 | 2.6555 | 2.6555
2022-02-13 11:30 | 2.9877 | 2.9877
2022-02-13 12:00 | 3.3805 | 3.3805
2022-02-13 12:30 | 3.9118 | 3.9118
2022-02-13 13:00 | 3.3426 | 3.3426
2022-02-13 13:30 | 3.6974 | 3.6974
2022-02-13 14:00 | 3.6733 | 3.6733
2022-02-13 14:30 | 4.3941 | 4.3941
2022-02-13 15:00 | 3.8046 | 3.8046
2022-02-13 15:30 | 4.1261 | 4.1261
2022-02-13 16:00 | 4.662 | 4.662
2022-02-13 16:30 | 4.5012 | 4.5012
2022-02-13 17:00 | 4.5012 | 4.5012
2022-02-13 17:30 | 4.357 | 4.357
2022-02-13 18:00 | 4.2333 | 4.2333
2022-02-13 18:30 | 4.3405 | 4.3405
2022-02-13 19:00 | 4.0191 | 4.0191
2022-02-13 19:30 | 3.5962 | 3.5962
2022-02-13 20:00 | 3.3759 | 3.3759
2022-02-13 20:30 | 3.3759 | 3.3759
2022-02-13 21:00 | 3.0544 | 3.0544
2022-02-13 21:30 | 2.993 | 2.993
2022-02-13 22:00 | 2.8401 | 2.8401
2022-02-13 22:30 | 2.5185 | 2.5185
2022-02-13 23:00 | 2.5019 | 2.5019
2022-02-13 23:30 | 2.4114 | 2.4114
2022-02-14 | 2.3042 | 2.3042
2022-02-14 00:30 | 2.3042 | 2.3042
2022-02-14 01:00 | 2.1594 | 2.1594
2022-02-14 01:30 | 2.0899 | 2.0899
2022-02-14 02:00 | 2.1473 | 2.1473
2022-02-14 02:30 | 2.0899 | 2.0899
2022-02-14 03:00 | 2.0936 | 2.0936
2022-02-14 03:30 | 2.0899 | 2.0899
2022-02-14 04:00 | 2.0899 | 2.0899
2022-02-14 04:30 | 2.1666 | 2.1666
2022-02-14 05:00 | 2.3042 | 2.3042
2022-02-14 05:30 | 2.4114 | 2.4114
2022-02-14 06:00 | 2.3578 | 2.3578
2022-02-14 06:30 | 2.5185 | 2.5185
2022-02-14 07:00 | 2.7461 | 2.7461
2022-02-14 07:30 | 2.7865 | 2.7865
2022-02-14 08:00 | 2.9472 | 2.9472
2022-02-14 08:30 | 2.8936 | 2.8936
2022-02-14 09:00 | 2.9472 | 2.9472
2022-02-14 09:30 | 2.7865 | 2.7865
2022-02-14 10:00 | 3.0544 | 3.0544
2022-02-14 10:30 | 3.1038 | 3.1038
2022-02-14 11:00 | 3.1616 | 3.1616
2022-02-14 11:30 | 3.2234 | 3.2234
2022-02-14 12:00 | 3.482 | 3.482
2022-02-14 12:30 | 3.6974 | 3.6974
2022-02-14 13:00 | 3.6438 | 3.6438
2022-02-14 13:30 | 3.9015 | 3.9015
2022-02-14 14:00 | 3.7833 | 3.7833
2022-02-14 14:30 | 4.0839 | 4.0839
2022-02-14 15:00 | 4.0899 | 4.0899
2022-02-14 15:30 | 4.3269 | 4.3269
2022-02-14 16:00 | 4.3346 | 4.3346
2022-02-14 16:30 | 4.749 | 4.749
2022-02-14 17:00 | 4.4671 | 4.4671
2022-02-14 17:30 | 4.729 | 4.729
2022-02-14 18:00 | 4.8079 | 4.8079
2022-02-14 18:30 | 4.889 | 4.889
2022-02-14 19:00 | 4.7511 | 4.7511
2022-02-14 19:30 | 4.7257 | 4.7257
2022-02-14 20:00 | 4.5012 | 4.5012
2022-02-14 20:30 | 4.2333 | 4.2333
2022-02-14 21:00 | 3.9654 | 3.9654
2022-02-14 21:30 | 3.6974 | 3.6974
2022-02-14 22:00 | 3.4295 | 3.4295
2022-02-14 22:30 | 3.0008 | 3.0008
2022-02-14 23:00 | 2.864 | 2.864
2022-02-14 23:30 | 2.7329 | 2.7329
2022-02-15 | 2.6142 | 2.6142
2022-02-15 00:30 | 2.5185 | 2.5185
2022-02-15 01:00 | 2.465 | 2.465
2022-02-15 01:30 | 2.4114 | 2.4114
2022-02-15 02:00 | 2.197 | 2.197
2022-02-15 02:30 | 2.197 | 2.197
2022-02-15 03:00 | 2.1434 | 2.1434
2022-02-15 03:30 | 2.197 | 2.197
2022-02-15 04:00 | 2.1445 | 2.1445
2022-02-15 04:30 | 2.197 | 2.197
2022-02-15 05:00 | 2.2506 | 2.2506
2022-02-15 05:30 | 2.3042 | 2.3042
2022-02-15 06:00 | 2.3981 | 2.3981
2022-02-15 06:30 | 2.556 | 2.556
2022-02-15 07:00 | 2.5633 | 2.5633
2022-02-15 07:30 | 2.7266 | 2.7266
2022-02-15 08:00 | 2.8401 | 2.8401
2022-02-15 08:30 | 2.8892 | 2.8892
2022-02-15 09:00 | 2.8401 | 2.8401
2022-02-15 09:30 | 2.8425 | 2.8425
2022-02-15 10:00 | 2.9413 | 2.9413
2022-02-15 10:30 | 2.997 | 2.997
2022-02-15 11:00 | 3.2052 | 3.2052
2022-02-15 11:30 | 3.5903 | 3.5903
2022-02-15 12:00 | 3.5977 | 3.5977
2022-02-15 12:30 | 4.0903 | 4.0903
2022-02-15 13:00 | 4.0193 | 4.0193
2022-02-15 13:30 | 4.4476 | 4.4476
2022-02-15 14:00 | 4.1261 | 4.1261
2022-02-15 14:30 | 4.0725 | 4.0725
2022-02-15 15:00 | 4.0189 | 4.0189
2022-02-15 15:30 | 4.0725 | 4.0725
2022-02-15 16:00 | 4.662 | 4.662
2022-02-15 16:30 | 4.9835 | 4.9835
2022-02-15 17:00 | 4.7692 | 4.7692
2022-02-15 17:30 | 4.9253 | 4.9253
2022-02-15 18:00 | 4.9835 | 4.9835
2022-02-15 18:30 | 5.0907 | 5.0907
2022-02-15 19:00 | 5.1443 | 5.1443
2022-02-15 19:30 | 5.0371 | 5.0371
2022-02-15 20:00 | 4.7692 | 4.7692
2022-02-15 20:30 | 4.3941 | 4.3941
2022-02-15 21:00 | 4.1261 | 4.1261
2022-02-15 21:30 | 3.6974 | 3.6974
2022-02-15 22:00 | 3.3759 | 3.3759
2022-02-15 22:30 | 3.1616 | 3.1616
2022-02-15 23:00 | 2.9472 | 2.9472
2022-02-15 23:30 | 2.9472 | 2.9472
2022-02-16 | 2.9472 | 2.9472
2022-02-16 00:30 | 2.8401 | 2.8401
2022-02-16 01:00 | 2.7329 | 2.7329
2022-02-16 01:30 | 2.6257 | 2.6257
2022-02-16 02:00 | 2.5721 | 2.5721
2022-02-16 02:30 | 2.5185 | 2.5185
2022-02-16 03:00 | 2.5248 | 2.5248
2022-02-16 03:30 | 2.5185 | 2.5185
2022-02-16 04:00 | 2.5185 | 2.5185
2022-02-16 04:30 | 2.465 | 2.465
2022-02-16 05:00 | 2.5721 | 2.5721
2022-02-16 05:30 | 2.6793 | 2.6793
2022-02-16 06:00 | 2.7865 | 2.7865
2022-02-16 06:30 | 2.9472 | 2.9472
2022-02-16 07:00 | 2.9854 | 2.9854
2022-02-16 07:30 | 3.1616 | 3.1616
2022-02-16 08:00 | 3.2687 | 3.2687
2022-02-16 08:30 | 3.2687 | 3.2687
2022-02-16 09:00 | 3.3223 | 3.3223
2022-02-16 09:30 | 3.1616 | 3.1616
2022-02-16 10:00 | 3.3005 | 3.3005
2022-02-16 10:30 | 3.3223 | 3.3223
2022-02-16 11:00 | 3.3759 | 3.3759
2022-02-16 11:30 | 3.6974 | 3.6974
2022-02-16 12:00 | 3.751 | 3.751
2022-02-16 12:30 | 4.0189 | 4.0189
2022-02-16 13:00 | 4.0725 | 4.0725
2022-02-16 13:30 | 4.1797 | 4.1797
2022-02-16 14:00 | 4.4476 | 4.4476
2022-02-16 14:30 | 4.6547 | 4.6547
2022-02-16 15:00 | 4.7692 | 4.7692
2022-02-16 15:30 | 4.7156 | 4.7156
2022-02-16 16:00 | 4.662 | 4.662
2022-02-16 16:30 | 5.305 | 5.305
2022-02-16 17:00 | 5.1978 | 5.1978
2022-02-16 17:30 | 5.4122 | 5.4122
2022-02-16 18:00 | 5.5194 | 5.5194
2022-02-16 18:30 | 5.5194 | 5.5194
2022-02-16 19:00 | 5.4122 | 5.4122
2022-02-16 19:30 | 5.3586 | 5.3586
2022-02-16 20:00 | 5.0371 | 5.0371
2022-02-16 20:30 | 4.7692 | 4.7692
2022-02-16 21:00 | 4.5548 | 4.5548
2022-02-16 21:30 | 4.3405 | 4.3405
2022-02-16 22:00 | 3.8046 | 3.8046
2022-02-16 22:30 | 3.5238 | 3.5238
2022-02-16 23:00 | 3.3223 | 3.3223
2022-02-16 23:30 | 3.1616 | 3.1616
2022-02-17 | 3.0544 | 3.0544
2022-02-17 00:30 | 3.044 | 3.044
2022-02-17 01:00 | 2.8401 | 2.8401
2022-02-17 01:30 | 2.7865 | 2.7865
2022-02-17 02:00 | 2.7329 | 2.7329
2022-02-17 02:30 | 2.7329 | 2.7329
2022-02-17 03:00 | 2.7329 | 2.7329
2022-02-17 03:30 | 2.6257 | 2.6257
2022-02-17 04:00 | 2.5721 | 2.5721
2022-02-17 04:30 | 2.5185 | 2.5185
2022-02-17 05:00 | 2.6257 | 2.6257
2022-02-17 05:30 | 2.6257 | 2.6257
2022-02-17 06:00 | 2.8401 | 2.8401
2022-02-17 06:30 | 2.9472 | 2.9472
2022-02-17 07:00 | 3.0008 | 3.0008
2022-02-17 07:30 | 3.108 | 3.108
2022-02-17 08:00 | 3.3223 | 3.3223
2022-02-17 08:30 | 3.3223 | 3.3223
2022-02-17 09:00 | 3.4295 | 3.4295
2022-02-17 09:30 | 3.3759 | 3.3759
2022-02-17 10:00 | 3.4831 | 3.4831
2022-02-17 10:30 | 3.5367 | 3.5367
2022-02-17 11:00 | 3.5903 | 3.5903
2022-02-17 11:30 | 4.0189 | 4.0189
2022-02-17 12:00 | 4.3941 | 4.3941
2022-02-17 12:30 | 4.5012 | 4.5012
2022-02-17 13:00 | 4.7692 | 4.7692
2022-02-17 13:30 | 4.8227 | 4.8227
2022-02-17 14:00 | 4.662 | 4.662
2022-02-17 14:30 | 4.6084 | 4.6084
2022-02-17 15:00 | 4.9835 | 4.9835
2022-02-17 15:30 | 4.8763 | 4.8763
2022-02-17 16:00 | 5.0907 | 5.0907
2022-02-17 16:30 | 5.305 | 5.305
2022-02-17 17:00 | 5.4122 | 5.4122
2022-02-17 17:30 | 5.7337 | 5.7337
2022-02-17 18:00 | 5.5729 | 5.5729
2022-02-17 18:30 | 5.8409 | 5.8409
2022-02-17 19:00 | 5.7532 | 5.7532
2022-02-17 19:30 | 5.4122 | 5.4122
2022-02-17 20:00 | 5.305 | 5.305
2022-02-17 20:30 | 4.8763 | 4.8763
2022-02-17 21:00 | 4.5012 | 4.5012
2022-02-17 21:30 | 4.2869 | 4.2869
2022-02-17 22:00 | 3.9118 | 3.9118
2022-02-17 22:30 | 3.751 | 3.751
2022-02-17 23:00 | 3.4295 | 3.4295
2022-02-17 23:30 | 3.2152 | 3.2152
2022-02-18 | 3.2096 | 3.2096
2022-02-18 00:30 | 3.0008 | 3.0008
2022-02-18 01:00 | 2.9472 | 2.9472
2022-02-18 01:30 | 2.8401 | 2.8401
2022-02-18 02:00 | 2.7865 | 2.7865
2022-02-18 02:30 | 2.7329 | 2.7329
2022-02-18 03:00 | 2.6793 | 2.6793
2022-02-18 03:30 | 2.7329 | 2.7329
2022-02-18 04:00 | 2.6257 | 2.6257
2022-02-18 04:30 | 2.6793 | 2.6793
2022-02-18 05:00 | 2.8401 | 2.8401
2022-02-18 05:30 | 2.9472 | 2.9472
2022-02-18 06:00 | 3.108 | 3.108
2022-02-18 06:30 | 3.1616 | 3.1616
2022-02-18 07:00 | 3.108 | 3.108
2022-02-18 07:30 | 3.4868 | 3.4868
2022-02-18 08:00 | 3.4831 | 3.4831
2022-02-18 08:30 | 3.5367 | 3.5367
2022-02-18 09:00 | 3.6636 | 3.6636
2022-02-18 09:30 | 3.5367 | 3.5367
2022-02-18 10:00 | 3.6974 | 3.6974
2022-02-18 10:30 | 3.9654 | 3.9654
2022-02-18 11:00 | 4.0189 | 4.0189
2022-02-18 11:30 | 4.0725 | 4.0725
2022-02-18 12:00 | 4.2333 | 4.2333
2022-02-18 12:30 | 4.5548 | 4.5548
2022-02-18 13:00 | 4.5548 | 4.5548
2022-02-18 13:30 | 4.7692 | 4.7692
2022-02-18 14:00 | 4.8763 | 4.8763
2022-02-18 14:30 | 4.9835 | 4.9835
2022-02-18 15:00 | 5.4658 | 5.4658
2022-02-18 15:30 | 5.2514 | 5.2514
2022-02-18 16:00 | 5.0907 | 5.0907
2022-02-18 16:30 | 5.305 | 5.305
2022-02-18 17:00 | 4.7692 | 4.7692
2022-02-18 17:30 | 4.2433 | 4.2433
2022-02-18 18:00 | 4.3405 | 4.3405
2022-02-18 18:30 | 4.3405 | 4.3405
2022-02-18 19:00 | 4.2333 | 4.2333
2022-02-18 19:30 | 4.1261 | 4.1261
2022-02-18 20:00 | 4.0189 | 4.0189
2022-02-18 20:30 | 3.9118 | 3.9118
2022-02-18 21:00 | 3.6974 | 3.6974
2022-02-18 21:30 | 3.4831 | 3.4831
2022-02-18 22:00 | 3.2152 | 3.2152
2022-02-18 22:30 | 3.1616 | 3.1616
2022-02-18 23:00 | 2.9472 | 2.9472
2022-02-18 23:30 | 2.8936 | 2.8936
2022-02-19 | 2.9472 | 2.9472
2022-02-19 00:30 | 2.7865 | 2.7865
2022-02-19 01:00 | 2.7329 | 2.7329
2022-02-19 01:30 | 2.6793 | 2.6793
2022-02-19 02:00 | 2.5721 | 2.5721
2022-02-19 02:30 | 2.5185 | 2.5185
2022-02-19 03:00 | 2.5721 | 2.5721
2022-02-19 03:30 | 2.5185 | 2.5185
2022-02-19 04:00 | 2.5185 | 2.5185
2022-02-19 04:30 | 2.6257 | 2.6257
2022-02-19 05:00 | 2.5185 | 2.5185
2022-02-19 05:30 | 2.465 | 2.465
2022-02-19 06:00 | 2.6257 | 2.6257
2022-02-19 06:30 | 2.5185 | 2.5185
2022-02-19 07:00 | 2.6746 | 2.6746
2022-02-19 07:30 | 2.7329 | 2.7329
2022-02-19 08:00 | 2.7329 | 2.7329
2022-02-19 08:30 | 2.7865 | 2.7865
2022-02-19 09:00 | 2.9328 | 2.9328
2022-02-19 09:30 | 2.9712 | 2.9712
2022-02-19 10:00 | 3.0983 | 3.0983
2022-02-19 10:30 | 3.1906 | 3.1906
2022-02-19 11:00 | 3.2606 | 3.2606
2022-02-19 11:30 | 3.3451 | 3.3451
2022-02-19 12:00 | 3.5074 | 3.5074
2022-02-19 12:30 | 3.6711 | 3.6711
2022-02-19 13:00 | 3.7116 | 3.7116
2022-02-19 13:30 | 3.9131 | 3.9131
2022-02-19 14:00 | 4.0196 | 4.0196
2022-02-19 14:30 | 4.2368 | 4.2368
2022-02-19 15:00 | 4.5012 | 4.5012
2022-02-19 15:30 | 4.5988 | 4.5988
2022-02-19 16:00 | 4.7501 | 4.7501
2022-02-19 16:30 | 4.9835 | 4.9835
2022-02-19 17:00 | 5.1443 | 5.1443
2022-02-19 17:30 | 5.6265 | 5.6265
2022-02-19 18:00 | 5.4658 | 5.4658
2022-02-19 18:30 | 5.6801 | 5.6801
2022-02-19 19:00 | 5.6265 | 5.6265
2022-02-19 19:30 | 5.4122 | 5.4122
2022-02-19 20:00 | 5.1978 | 5.1978
2022-02-19 20:30 | 4.9835 | 4.9835
2022-02-19 21:00 | 4.5548 | 4.5548
2022-02-19 21:30 | 4.3941 | 4.3941
2022-02-19 22:00 | 3.9118 | 3.9118
2022-02-19 22:30 | 3.6361 | 3.6361
2022-02-19 23:00 | 3.4831 | 3.4831
2022-02-19 23:30 | 3.3223 | 3.3223
2022-02-20 | 3.2687 | 3.2687
2022-02-20 00:30 | 3.2687 | 3.2687
2022-02-20 01:00 | 2.8949 | 2.8949
2022-02-20 01:30 | 2.7865 | 2.7865
2022-02-20 02:00 | 2.7329 | 2.7329
2022-02-20 02:30 | 2.5721 | 2.5721
2022-02-20 03:00 | 2.5721 | 2.5721
2022-02-20 03:30 | 2.5721 | 2.5721
2022-02-20 04:00 | 2.4114 | 2.4114
2022-02-20 04:30 | 2.4799 | 2.4799
2022-02-20 05:00 | 2.4468 | 2.4468
2022-02-20 05:30 | 2.3735 | 2.3735
2022-02-20 06:00 | 2.4114 | 2.4114
2022-02-20 06:30 | 2.465 | 2.465
2022-02-20 07:00 | 2.3578 | 2.3578
2022-02-20 07:30 | 2.6257 | 2.6257
2022-02-20 08:00 | 2.7167 | 2.7167
2022-02-20 08:30 | 2.6257 | 2.6257
2022-02-20 09:00 | 2.6793 | 2.6793
2022-02-20 09:30 | 2.6257 | 2.6257
2022-02-20 10:00 | 2.8905 | 2.8905
2022-02-20 10:30 | 3.0544 | 3.0544
2022-02-20 11:00 | 3.2687 | 3.2687
2022-02-20 11:30 | 3.3759 | 3.3759
2022-02-20 12:00 | 3.4831 | 3.4831
2022-02-20 12:30 | 3.5903 | 3.5903
2022-02-20 13:00 | 3.9118 | 3.9118
2022-02-20 13:30 | 4.0189 | 4.0189
2022-02-20 14:00 | 4.2333 | 4.2333
2022-02-20 14:30 | 4.3405 | 4.3405
2022-02-20 15:00 | 4.3941 | 4.3941
2022-02-20 15:30 | 4.7692 | 4.7692
2022-02-20 16:00 | 4.8623 | 4.8623
2022-02-20 16:30 | 5.0371 | 5.0371
2022-02-20 17:00 | 5.2874 | 5.2874
2022-02-20 17:30 | 5.4122 | 5.4122
2022-02-20 18:00 | 5.6226 | 5.6226
2022-02-20 18:30 | 5.5194 | 5.5194
2022-02-20 19:00 | 5.5194 | 5.5194
2022-02-20 19:30 | 5.1978 | 5.1978
2022-02-20 20:00 | 5.1443 | 5.1443
2022-02-20 20:30 | 4.8763 | 4.8763
2022-02-20 21:00 | 4.3941 | 4.3941
2022-02-20 21:30 | 4.0725 | 4.0725
2022-02-20 22:00 | 3.6933 | 3.6933
2022-02-20 22:30 | 3.5367 | 3.5367
2022-02-20 23:00 | 3.2687 | 3.2687
2022-02-20 23:30 | 3.1616 | 3.1616
2022-02-21 | 3.0544 | 3.0544
2022-02-21 00:30 | 2.9472 | 2.9472
2022-02-21 01:00 | 2.8401 | 2.8401
2022-02-21 01:30 | 2.7865 | 2.7865
2022-02-21 02:00 | 2.6257 | 2.6257
2022-02-21 02:30 | 2.7329 | 2.7329
2022-02-21 03:00 | 2.6257 | 2.6257
2022-02-21 03:30 | 2.6257 | 2.6257
2022-02-21 04:00 | 2.6793 | 2.6793
2022-02-21 04:30 | 2.5185 | 2.5185
2022-02-21 05:00 | 2.7464 | 2.7464
2022-02-21 05:30 | 2.8936 | 2.8936
2022-02-21 06:00 | 2.8401 | 2.8401
2022-02-21 06:30 | 3.0127 | 3.0127
2022-02-21 07:00 | 3.1748 | 3.1748
2022-02-21 07:30 | 3.0561 | 3.0561
2022-02-21 08:00 | 3.1616 | 3.1616
2022-02-21 08:30 | 3.2294 | 3.2294
2022-02-21 09:00 | 3.1776 | 3.1776
2022-02-21 09:30 | 3.3223 | 3.3223
2022-02-21 10:00 | 3.4295 | 3.4295
2022-02-21 10:30 | 3.5903 | 3.5903
2022-02-21 11:00 | 3.7099 | 3.7099
2022-02-21 11:30 | 4.0725 | 4.0725
2022-02-21 12:00 | 4.2869 | 4.2869
2022-02-21 12:30 | 4.3405 | 4.3405
2022-02-21 13:00 | 4.5722 | 4.5722
2022-02-21 13:30 | 4.662 | 4.662
2022-02-21 14:00 | 4.8862 | 4.8862
2022-02-21 14:30 | 5.0907 | 5.0907
2022-02-21 15:00 | 5.0907 | 5.0907
2022-02-21 15:30 | 5.4122 | 5.4122
2022-02-21 16:00 | 5.4122 | 5.4122
2022-02-21 16:30 | 5.7337 | 5.7337
2022-02-21 17:00 | 5.7901 | 5.7901
2022-02-21 17:30 | 5.948 | 5.948
2022-02-21 18:00 | 6.0016 | 6.0016
2022-02-21 18:30 | 6.0016 | 6.0016
2022-02-21 19:00 | 5.8945 | 5.8945
2022-02-21 19:30 | 5.5729 | 5.5729
2022-02-21 20:00 | 5.305 | 5.305
2022-02-21 20:30 | 4.8763 | 4.8763
2022-02-21 21:00 | 4.3941 | 4.3941
2022-02-21 21:30 | 4.2333 | 4.2333
2022-02-21 22:00 | 3.6974 | 3.6974
2022-02-21 22:30 | 3.4831 | 3.4831
2022-02-21 23:00 | 3.2687 | 3.2687
2022-02-21 23:30 | 3.0544 | 3.0544
2022-02-22 | 2.9472 | 2.9472
2022-02-22 00:30 | 2.9472 | 2.9472
2022-02-22 01:00 | 2.6793 | 2.6793
2022-02-22 01:30 | 2.6257 | 2.6257
2022-02-22 02:00 | 2.6257 | 2.6257
2022-02-22 02:30 | 2.5185 | 2.5185
2022-02-22 03:00 | 2.465 | 2.465
2022-02-22 03:30 | 2.4114 | 2.4114
2022-02-22 04:00 | 2.3845 | 2.3845
2022-02-22 04:30 | 2.465 | 2.465
2022-02-22 05:00 | 2.4759 | 2.4759
2022-02-22 05:30 | 2.5185 | 2.5185
2022-02-22 06:00 | 2.7329 | 2.7329
2022-02-22 06:30 | 2.7329 | 2.7329
2022-02-22 07:00 | 2.7329 | 2.7329
2022-02-22 07:30 | 2.8401 | 2.8401
2022-02-22 08:00 | 2.9472 | 2.9472
2022-02-22 08:30 | 3.2152 | 3.2152
2022-02-22 09:00 | 2.8401 | 2.8401
2022-02-22 09:30 | 3.0008 | 3.0008
2022-02-22 10:00 | 3.0544 | 3.0544
2022-02-22 10:30 | 3.1036 | 3.1036
2022-02-22 11:00 | 3.4295 | 3.4295
2022-02-22 11:30 | 3.5903 | 3.5903
2022-02-22 12:00 | 3.8046 | 3.8046
2022-02-22 12:30 | 4.0189 | 4.0189
2022-02-22 13:00 | 3.9654 | 3.9654
2022-02-22 13:30 | 4.2869 | 4.2869
2022-02-22 14:00 | 4.3405 | 4.3405
2022-02-22 14:30 | 4.662 | 4.662
2022-02-22 15:00 | 4.662 | 4.662
2022-02-22 15:30 | 4.9299 | 4.9299
2022-02-22 16:00 | 4.9835 | 4.9835
2022-02-22 16:30 | 5.1978 | 5.1978
2022-02-22 17:00 | 5.4122 | 5.4122
2022-02-22 17:30 | 5.6265 | 5.6265
2022-02-22 18:00 | 5.6265 | 5.6265
2022-02-22 18:30 | 5.8179 | 5.8179
2022-02-22 19:00 | 5.5385 | 5.5385
2022-02-22 19:30 | 5.3091 | 5.3091
2022-02-22 20:00 | 5.0406 | 5.0406
2022-02-22 20:30 | 4.5012 | 4.5012
2022-02-22 21:00 | 4.2333 | 4.2333
2022-02-22 21:30 | 3.8582 | 3.8582
2022-02-22 22:00 | 3.5903 | 3.5903
2022-02-22 22:30 | 3.3759 | 3.3759
2022-02-22 23:00 | 3.0544 | 3.0544
2022-02-22 23:30 | 3.0008 | 3.0008
2022-02-23 | 2.8936 | 2.8936
2022-02-23 00:30 | 2.7329 | 2.7329
2022-02-23 01:00 | 2.6257 | 2.6257
2022-02-23 01:30 | 2.6793 | 2.6793
2022-02-23 02:00 | 2.4114 | 2.4114
2022-02-23 02:30 | 2.3578 | 2.3578
2022-02-23 03:00 | 2.3578 | 2.3578
2022-02-23 03:30 | 2.2506 | 2.2506
2022-02-23 04:00 | 2.3042 | 2.3042
2022-02-23 04:30 | 2.3042 | 2.3042
2022-02-23 05:00 | 2.3042 | 2.3042
2022-02-23 05:30 | 2.5185 | 2.5185
2022-02-23 06:00 | 2.6257 | 2.6257
2022-02-23 06:30 | 2.6257 | 2.6257
2022-02-23 07:00 | 2.8401 | 2.8401
2022-02-23 07:30 | 2.7329 | 2.7329
2022-02-23 08:00 | 2.7865 | 2.7865
2022-02-23 08:30 | 2.8936 | 2.8936
2022-02-23 09:00 | 2.7865 | 2.7865
2022-02-23 09:30 | 2.8401 | 2.8401
2022-02-23 10:00 | 3.0008 | 3.0008
2022-02-23 10:30 | 3.2152 | 3.2152
2022-02-23 11:00 | 3.3223 | 3.3223
2022-02-23 11:30 | 3.5367 | 3.5367
2022-02-23 12:00 | 3.8046 | 3.8046
2022-02-23 12:30 | 3.9118 | 3.9118
2022-02-23 13:00 | 4.0725 | 4.0725
2022-02-23 13:30 | 4.1261 | 4.1261
2022-02-23 14:00 | 4.2333 | 4.2333
2022-02-23 14:30 | 4.4476 | 4.4476
2022-02-23 15:00 | 4.5548 | 4.5548
2022-02-23 15:30 | 4.8763 | 4.8763
2022-02-23 16:00 | 4.9835 | 4.9835
2022-02-23 16:30 | 5.1978 | 5.1978
2022-02-23 17:00 | 5.305 | 5.305
2022-02-23 17:30 | 5.4658 | 5.4658
2022-02-23 18:00 | 5.5729 | 5.5729
2022-02-23 18:30 | 5.7337 | 5.7337
2022-02-23 19:00 | 5.5729 | 5.5729
2022-02-23 19:30 | 5.3586 | 5.3586
2022-02-23 20:00 | 5.0371 | 5.0371
2022-02-23 20:30 | 4.7156 | 4.7156
2022-02-23 21:00 | 4.1261 | 4.1261
2022-02-23 21:30 | 3.9118 | 3.9118
2022-02-23 22:00 | 3.4831 | 3.4831
2022-02-23 22:30 | 3.2152 | 3.2152
2022-02-23 23:00 | 3.1616 | 3.1616
2022-02-23 23:30 | 2.8401 | 2.8401
2022-02-24 | 2.7329 | 2.7329
2022-02-24 00:30 | 2.6257 | 2.6257
2022-02-24 01:00 | 2.5185 | 2.5185
2022-02-24 01:30 | 2.5185 | 2.5185
2022-02-24 02:00 | 2.4114 | 2.4114
2022-02-24 02:30 | 2.3042 | 2.3042
2022-02-24 03:00 | 2.4114 | 2.4114
2022-02-24 03:30 | 2.3042 | 2.3042
2022-02-24 04:00 | 2.3042 | 2.3042
2022-02-24 04:30 | 2.3578 | 2.3578
2022-02-24 05:00 | 2.3578 | 2.3578
2022-02-24 05:30 | 2.5185 | 2.5185
2022-02-24 06:00 | 2.5721 | 2.5721
2022-02-24 06:30 | 2.6257 | 2.6257
2022-02-24 07:00 | 2.6793 | 2.6793
2022-02-24 07:30 | 2.7865 | 2.7865
2022-02-24 08:00 | 2.8401 | 2.8401
2022-02-24 08:30 | 2.8401 | 2.8401
2022-02-24 09:00 | 3.0008 | 3.0008
2022-02-24 09:30 | 2.8401 | 2.8401
2022-02-24 10:00 | 3.1616 | 3.1616
2022-02-24 10:30 | 3.3759 | 3.3759
2022-02-24 11:00 | 3.4295 | 3.4295
2022-02-24 11:30 | 3.6974 | 3.6974
2022-02-24 12:00 | 3.8046 | 3.8046
2022-02-24 12:30 | 4.0725 | 4.0725
2022-02-24 13:00 | 4.2333 | 4.2333
2022-02-24 13:30 | 4.3941 | 4.3941
2022-02-24 14:00 | 4.4476 | 4.4476
2022-02-24 14:30 | 4.6084 | 4.6084
2022-02-24 15:00 | 4.7156 | 4.7156
2022-02-24 15:30 | 4.9299 | 4.9299
2022-02-24 16:00 | 4.9835 | 4.9835
2022-02-24 16:30 | 5.1978 | 5.1978
2022-02-24 17:00 | 5.3586 | 5.3586
2022-02-24 17:30 | 5.4122 | 5.4122
2022-02-24 18:00 | 5.5194 | 5.5194
2022-02-24 18:30 | 5.5729 | 5.5729
2022-02-24 19:00 | 5.5194 | 5.5194
2022-02-24 19:30 | 5.0907 | 5.0907
2022-02-24 20:00 | 4.8227 | 4.8227
2022-02-24 20:30 | 4.3405 | 4.3405
2022-02-24 21:00 | 3.8582 | 3.8582
2022-02-24 21:30 | 3.6974 | 3.6974
2022-02-24 22:00 | 3.3223 | 3.3223
2022-02-24 22:30 | 3.0544 | 3.0544
2022-02-24 23:00 | 2.9472 | 2.9472
2022-02-24 23:30 | 2.7329 | 2.7329
2022-02-25 | 2.6257 | 2.6257
2022-02-25 00:30 | 2.5185 | 2.5185
2022-02-25 01:00 | 2.4114 | 2.4114
2022-02-25 01:30 | 2.5185 | 2.5185
2022-02-25 02:00 | 2.3042 | 2.3042
2022-02-25 02:30 | 2.3042 | 2.3042
2022-02-25 03:00 | 2.3578 | 2.3578
2022-02-25 03:30 | 2.2506 | 2.2506
2022-02-25 04:00 | 2.197 | 2.197
2022-02-25 04:30 | 2.3578 | 2.3578
2022-02-25 05:00 | 2.465 | 2.465
2022-02-25 05:30 | 2.465 | 2.465
2022-02-25 06:00 | 2.5185 | 2.5185
2022-02-25 06:30 | 2.5721 | 2.5721
2022-02-25 07:00 | 2.8401 | 2.8401
2022-02-25 07:30 | 2.8401 | 2.8401
2022-02-25 08:00 | 2.8936 | 2.8936
2022-02-25 08:30 | 3.108 | 3.108
2022-02-25 09:00 | 3.1616 | 3.1616
2022-02-25 09:30 | 3.3223 | 3.3223
2022-02-25 10:00 | 3.4831 | 3.4831
2022-02-25 10:30 | 3.6974 | 3.6974
2022-02-25 11:00 | 3.8559 | 3.8559
2022-02-25 11:30 | 4.0189 | 4.0189
2022-02-25 12:00 | 4.3941 | 4.3941
2022-02-25 12:30 | 4.4476 | 4.4476
2022-02-25 13:00 | 4.5548 | 4.5548
2022-02-25 13:30 | 4.7692 | 4.7692
2022-02-25 14:00 | 5.1443 | 5.1443
2022-02-25 14:30 | 4.7692 | 4.7692
2022-02-25 15:00 | 5.305 | 5.305
2022-02-25 15:30 | 5.1443 | 5.1443
2022-02-25 16:00 | 5.4122 | 5.4122
2022-02-25 16:30 | 5.4122 | 5.4122
2022-02-25 17:00 | 5.7337 | 5.7337
2022-02-25 17:30 | 5.7873 | 5.7873
2022-02-25 18:00 | 5.948 | 5.948
2022-02-25 18:30 | 5.8409 | 5.8409
2022-02-25 19:00 | 5.7873 | 5.7873
2022-02-25 19:30 | 5.6801 | 5.6801
2022-02-25 20:00 | 5.305 | 5.305
2022-02-25 20:30 | 5.0371 | 5.0371
2022-02-25 21:00 | 4.662 | 4.662
2022-02-25 21:30 | 4.2333 | 4.2333
2022-02-25 22:00 | 4.0725 | 4.0725
2022-02-25 22:30 | 3.6974 | 3.6974
2022-02-25 23:00 | 3.5903 | 3.5903
2022-02-25 23:30 | 3.3759 | 3.3759
2022-02-26 | 3.2687 | 3.2687
2022-02-26 00:30 | 3.1616 | 3.1616
2022-02-26 01:00 | 2.9472 | 2.9472
2022-02-26 01:30 | 2.9472 | 2.9472
2022-02-26 02:00 | 2.8936 | 2.8936
2022-02-26 02:30 | 2.7329 | 2.7329
2022-02-26 03:00 | 2.7629 | 2.7629
2022-02-26 03:30 | 2.6257 | 2.6257
2022-02-26 04:00 | 2.6793 | 2.6793
2022-02-26 04:30 | 2.7329 | 2.7329
2022-02-26 05:00 | 2.7326 | 2.7326
2022-02-26 05:30 | 2.7711 | 2.7711
2022-02-26 06:00 | 2.7062 | 2.7062
2022-02-26 06:30 | 2.6479 | 2.6479
2022-02-26 07:00 | 2.6813 | 2.6813
2022-02-26 07:30 | 2.7532 | 2.7532
2022-02-26 08:00 | 2.7865 | 2.7865
2022-02-26 08:30 | 3.0544 | 3.0544
2022-02-26 09:00 | 3.108 | 3.108
2022-02-26 09:30 | 3.3063 | 3.3063
2022-02-26 10:00 | 3.3797 | 3.3797
2022-02-26 10:30 | 3.6297 | 3.6297
2022-02-26 11:00 | 3.9118 | 3.9118
2022-02-26 11:30 | 3.9654 | 3.9654
2022-02-26 12:00 | 4.1299 | 4.1299
2022-02-26 12:30 | 4.2333 | 4.2333
2022-02-26 13:00 | 4.3405 | 4.3405
2022-02-26 13:30 | 4.5012 | 4.5012
2022-02-26 14:00 | 4.4476 | 4.4476
2022-02-26 14:30 | 4.662 | 4.662
2022-02-26 15:00 | 5.0907 | 5.0907
2022-02-26 15:30 | 4.9299 | 4.9299
2022-02-26 16:00 | 5.5194 | 5.5194
2022-02-26 16:30 | 5.1452 | 5.1452
2022-02-26 17:00 | 5.4122 | 5.4122
2022-02-26 17:30 | 5.7337 | 5.7337
2022-02-26 18:00 | 5.948 | 5.948
2022-02-26 18:30 | 6.0016 | 6.0016
2022-02-26 19:00 | 5.8945 | 5.8945
2022-02-26 19:30 | 5.8409 | 5.8409
2022-02-26 20:00 | 5.5194 | 5.5194
2022-02-26 20:30 | 5.1443 | 5.1443
2022-02-26 21:00 | 4.9299 | 4.9299
2022-02-26 21:30 | 4.7156 | 4.7156
2022-02-26 22:00 | 4.4476 | 4.4476
2022-02-26 22:30 | 3.9654 | 3.9654
2022-02-26 23:00 | 3.8046 | 3.8046
2022-02-26 23:30 | 3.6974 | 3.6974
2022-02-27 | 3.4831 | 3.4831
2022-02-27 00:30 | 3.3759 | 3.3759
2022-02-27 01:00 | 3.2152 | 3.2152
2022-02-27 01:30 | 3.1616 | 3.1616
2022-02-27 02:00 | 3.1616 | 3.1616
2022-02-27 02:30 | 3.0544 | 3.0544
2022-02-27 03:00 | 2.9472 | 2.9472
2022-02-27 03:30 | 2.8936 | 2.8936
2022-02-27 04:00 | 2.9409 | 2.9409
2022-02-27 04:30 | 2.9472 | 2.9472
2022-02-27 05:00 | 2.8936 | 2.8936
2022-02-27 05:30 | 3.108 | 3.108
2022-02-27 06:00 | 3.108 | 3.108
2022-02-27 06:30 | 3.0008 | 3.0008
2022-02-27 07:00 | 3.108 | 3.108
2022-02-27 07:30 | 3.0544 | 3.0544
2022-02-27 08:00 | 3.1616 | 3.1616
2022-02-27 08:30 | 3.3759 | 3.3759
2022-02-27 09:00 | 3.3759 | 3.3759
2022-02-27 09:30 | 3.5367 | 3.5367
2022-02-27 10:00 | 3.6974 | 3.6974
2022-02-27 10:30 | 3.9653 | 3.9653
2022-02-27 11:00 | 4.0189 | 4.0189
2022-02-27 11:30 | 4.0725 | 4.0725
2022-02-27 12:00 | 4.2869 | 4.2869
2022-02-27 12:30 | 4.5012 | 4.5012
2022-02-27 13:00 | 4.662 | 4.662
2022-02-27 13:30 | 4.8227 | 4.8227
2022-02-27 14:00 | 4.9835 | 4.9835
2022-02-27 14:30 | 5.0907 | 5.0907
2022-02-27 15:00 | 5.3586 | 5.3586
2022-02-27 15:30 | 5.4122 | 5.4122
2022-02-27 16:00 | 5.8409 | 5.8409
2022-02-27 16:30 | 5.7328 | 5.7328
2022-02-27 17:00 | 5.8409 | 5.8409
2022-02-27 17:30 | 6.0552 | 6.0552
2022-02-27 18:00 | 6.3767 | 6.3767
2022-02-27 18:30 | 6.2696 | 6.2696
2022-02-27 19:00 | 6.1624 | 6.1624
2022-02-27 19:30 | 6.0016 | 6.0016
2022-02-27 20:00 | 5.7337 | 5.7337
2022-02-27 20:30 | 5.305 | 5.305
2022-02-27 21:00 | 4.9299 | 4.9299
2022-02-27 21:30 | 4.5012 | 4.5012
2022-02-27 22:00 | 4.1261 | 4.1261
2022-02-27 22:30 | 3.6974 | 3.6974
2022-02-27 23:00 | 3.5903 | 3.5903
2022-02-27 23:30 | 3.4831 | 3.4831
2022-02-28 | 3.2687 | 3.2687
2022-02-28 00:30 | 3.2687 | 3.2687
2022-02-28 01:00 | 3.0544 | 3.0544
2022-02-28 01:30 | 2.8936 | 2.8936
2022-02-28 02:00 | 3.0008 | 3.0008
2022-02-28 02:30 | 2.8401 | 2.8401
2022-02-28 03:00 | 2.8401 | 2.8401
2022-02-28 03:30 | 2.7865 | 2.7865
2022-02-28 04:00 | 2.7329 | 2.7329
2022-02-28 04:30 | 2.7865 | 2.7865
2022-02-28 05:00 | 2.8401 | 2.8401
2022-02-28 05:30 | 2.9472 | 2.9472
2022-02-28 06:00 | 3.0544 | 3.0544
2022-02-28 06:30 | 3.1616 | 3.1616
2022-02-28 07:00 | 3.2687 | 3.2687
2022-02-28 07:30 | 3.4831 | 3.4831
2022-02-28 08:00 | 3.5903 | 3.5903
2022-02-28 08:30 | 3.5903 | 3.5903
2022-02-28 09:00 | 3.9118 | 3.9118
2022-02-28 09:30 | 3.9118 | 3.9118
2022-02-28 10:00 | 4.1261 | 4.1261
2022-02-28 10:30 | 4.2333 | 4.2333
2022-02-28 11:00 | 4.2869 | 4.2869
2022-02-28 11:30 | 4.662 | 4.662
2022-02-28 12:00 | 4.7156 | 4.7156
2022-02-28 12:30 | 5.0371 | 5.0371
2022-02-28 13:00 | 5.0371 | 5.0371
2022-02-28 13:30 | 5.1978 | 5.1978
2022-02-28 14:00 | 5.3586 | 5.3586
2022-02-28 14:30 | 5.6265 | 5.6265
2022-02-28 15:00 | 5.6265 | 5.6265
2022-02-28 15:30 | 5.948 | 5.948
2022-02-28 16:00 | 5.948 | 5.948
2022-02-28 16:30 | 6.0552 | 6.0552
2022-02-28 17:00 | 6.4303 | 6.4303
2022-02-28 17:30 | 6.4303 | 6.4303
2022-02-28 18:00 | 6.3231 | 6.3231
2022-02-28 18:30 | 6.4839 | 6.4839
2022-02-28 19:00 | 6.4839 | 6.4839
2022-02-28 19:30 | 6.3767 | 6.3767
2022-02-28 20:00 | 5.948 | 5.948
2022-02-28 20:30 | 5.6265 | 5.6265
2022-02-28 21:00 | 4.9835 | 4.9835
2022-02-28 21:30 | 4.8227 | 4.8227
2022-02-28 22:00 | 4.4476 | 4.4476
2022-02-28 22:30 | 4.0189 | 4.0189
2022-02-28 23:00 | 3.9118 | 3.9118
2022-02-28 23:30 | 3.6974 | 3.6974
2022-03-01 | 3.5367 | 3.5367
2022-03-01 00:30 | 3.4831 | 3.4831
2022-03-01 01:00 | 3.2687 | 3.2687
2022-03-01 01:30 | 3.1616 | 3.1616
2022-03-01 02:00 | 3.1616 | 3.1616
2022-03-01 02:30 | 2.9472 | 2.9472
2022-03-01 03:00 | 2.9472 | 2.9472
2022-03-01 03:30 | 2.8936 | 2.8936
2022-03-01 04:00 | 2.8401 | 2.8401
2022-03-01 04:30 | 2.9472 | 2.9472
2022-03-01 05:00 | 2.9472 | 2.9472
2022-03-01 05:30 | 3.0544 | 3.0544
2022-03-01 06:00 | 3.1616 | 3.1616
2022-03-01 06:30 | 3.1616 | 3.1616
2022-03-01 07:00 | 3.2152 | 3.2152
2022-03-01 07:30 | 3.3759 | 3.3759
2022-03-01 08:00 | 3.5903 | 3.5903
2022-03-01 08:30 | 3.8582 | 3.8582
2022-03-01 09:00 | 3.9654 | 3.9654
2022-03-01 09:30 | 4.0725 | 4.0725
2022-03-01 10:00 | 4.2333 | 4.2333
2022-03-01 10:30 | 4.5012 | 4.5012
2022-03-01 11:00 | 4.7156 | 4.7156
2022-03-01 11:30 | 4.8227 | 4.8227
2022-03-01 12:00 | 4.8763 | 4.8763
2022-03-01 12:30 | 5.2514 | 5.2514
2022-03-01 13:00 | 5.1978 | 5.1978
2022-03-01 13:30 | 5.4658 | 5.4658
2022-03-01 14:00 | 5.6265 | 5.6265
2022-03-01 14:30 | 5.5194 | 5.5194
2022-03-01 15:00 | 5.8409 | 5.8409
2022-03-01 15:30 | 5.7337 | 5.7337
2022-03-01 16:00 | 6.2696 | 6.2696
2022-03-01 16:30 | 6.1624 | 6.1624
2022-03-01 17:00 | 6.4839 | 6.4839
2022-03-01 17:30 | 6.6982 | 6.6982
2022-03-01 18:00 | 6.3767 | 6.3767
2022-03-01 18:30 | 6.6982 | 6.6982
2022-03-01 19:00 | 6.5104 | 6.5104
2022-03-01 19:30 | 6.3767 | 6.3767
2022-03-01 20:00 | 5.8945 | 5.8945
2022-03-01 20:30 | 5.5729 | 5.5729
2022-03-01 21:00 | 5.1978 | 5.1978
2022-03-01 21:30 | 4.7692 | 4.7692
2022-03-01 22:00 | 4.4476 | 4.4476
2022-03-01 22:30 | 4.0189 | 4.0189
2022-03-01 23:00 | 3.8046 | 3.8046
2022-03-01 23:30 | 3.6974 | 3.6974
2022-03-02 | 3.5749 | 3.5749
2022-03-02 00:30 | 3.4295 | 3.4295
2022-03-02 01:00 | 3.2687 | 3.2687
2022-03-02 01:30 | 3.2687 | 3.2687
2022-03-02 02:00 | 3.2714 | 3.2714
2022-03-02 02:30 | 3.1616 | 3.1616
2022-03-02 03:00 | 3.1616 | 3.1616
2022-03-02 03:30 | 3.1616 | 3.1616
2022-03-02 04:00 | 3.0008 | 3.0008
2022-03-02 04:30 | 3.0544 | 3.0544
2022-03-02 05:00 | 3.0008 | 3.0008
2022-03-02 05:30 | 3.0905 | 3.0905
2022-03-02 06:00 | 3.2152 | 3.2152
2022-03-02 06:30 | 3.2687 | 3.2687
2022-03-02 07:00 | 3.4295 | 3.4295
2022-03-02 07:30 | 3.3759 | 3.3759
2022-03-02 08:00 | 3.5367 | 3.5367
2022-03-02 08:30 | 3.6438 | 3.6438
2022-03-02 09:00 | 3.8046 | 3.8046
2022-03-02 09:30 | 3.8582 | 3.8582
2022-03-02 10:00 | 3.8046 | 3.8046
2022-03-02 10:30 | 3.8582 | 3.8582
2022-03-02 11:00 | 3.9654 | 3.9654
2022-03-02 11:30 | 4.2333 | 4.2333
2022-03-02 12:00 | 4.4476 | 4.4476
2022-03-02 12:30 | 4.6084 | 4.6084
2022-03-02 13:00 | 4.8763 | 4.8763
2022-03-02 13:30 | 4.9299 | 4.9299
2022-03-02 14:00 | 4.9835 | 4.9835
2022-03-02 14:30 | 5.1981 | 5.1981
2022-03-02 15:00 | 5.4122 | 5.4122
2022-03-02 15:30 | 5.5729 | 5.5729
2022-03-02 16:00 | 5.7873 | 5.7873
2022-03-02 16:30 | 5.948 | 5.948
2022-03-02 17:00 | 6.0016 | 6.0016
2022-03-02 17:30 | 6.2907 | 6.2907
2022-03-02 18:00 | 6.5375 | 6.5375
2022-03-02 18:30 | 6.7518 | 6.7518
2022-03-02 19:00 | 6.3231 | 6.3231
2022-03-02 19:30 | 6.1088 | 6.1088
2022-03-02 20:00 | 5.6265 | 5.6265
2022-03-02 20:30 | 5.1978 | 5.1978
2022-03-02 21:00 | 4.662 | 4.662
2022-03-02 21:30 | 4.2333 | 4.2333
2022-03-02 22:00 | 3.751 | 3.751
2022-03-02 22:30 | 3.3223 | 3.3223
2022-03-02 23:00 | 3.1616 | 3.1616
2022-03-02 23:30 | 2.9472 | 2.9472
2022-03-03 | 2.8936 | 2.8936
2022-03-03 00:30 | 2.7329 | 2.7329
2022-03-03 01:00 | 2.6793 | 2.6793
2022-03-03 01:30 | 2.6257 | 2.6257
2022-03-03 02:00 | 2.6257 | 2.6257
2022-03-03 02:30 | 2.3578 | 2.3578
2022-03-03 03:00 | 2.4114 | 2.4114
2022-03-03 03:30 | 2.3042 | 2.3042
2022-03-03 04:00 | 2.3042 | 2.3042
2022-03-03 04:30 | 2.3578 | 2.3578
2022-03-03 05:00 | 2.3042 | 2.3042
2022-03-03 05:30 | 2.465 | 2.465
2022-03-03 06:00 | 2.6257 | 2.6257
2022-03-03 06:30 | 2.5721 | 2.5721
2022-03-03 07:00 | 2.6793 | 2.6793
2022-03-03 07:30 | 2.8401 | 2.8401
2022-03-03 08:00 | 2.9472 | 2.9472
2022-03-03 08:30 | 2.7865 | 2.7865
2022-03-03 09:00 | 3.0544 | 3.0544
2022-03-03 09:30 | 3.1616 | 3.1616
2022-03-03 10:00 | 3.3223 | 3.3223
2022-03-03 10:30 | 3.5903 | 3.5903
2022-03-03 11:00 | 3.6438 | 3.6438
2022-03-03 11:30 | 4.0189 | 4.0189
2022-03-03 12:00 | 4.1797 | 4.1797
2022-03-03 12:30 | 4.3941 | 4.3941
2022-03-03 13:00 | 4.662 | 4.662
2022-03-03 13:30 | 4.7156 | 4.7156
2022-03-03 14:00 | 4.9835 | 4.9835
2022-03-03 14:30 | 5.0907 | 5.0907
2022-03-03 15:00 | 5.1978 | 5.1978
2022-03-03 15:30 | 5.5194 | 5.5194
2022-03-03 16:00 | 5.7337 | 5.7337
2022-03-03 16:30 | 5.8945 | 5.8945
2022-03-03 17:00 | 6.0552 | 6.0552
2022-03-03 17:30 | 6.3767 | 6.3767
2022-03-03 18:00 | 6.4839 | 6.4839
2022-03-03 18:30 | 6.5375 | 6.5375
2022-03-03 19:00 | 6.216 | 6.216
2022-03-03 19:30 | 6.0035 | 6.0035
2022-03-03 20:00 | 5.5194 | 5.5194
2022-03-03 20:30 | 5.1326 | 5.1326
2022-03-03 21:00 | 4.662 | 4.662
2022-03-03 21:30 | 4.3359 | 4.3359
2022-03-03 22:00 | 3.8348 | 3.8348
2022-03-03 22:30 | 3.526 | 3.526
2022-03-03 23:00 | 3.315 | 3.315
2022-03-03 23:30 | 3.108 | 3.108
2022-03-04 | 3.0544 | 3.0544
2022-03-04 00:30 | 2.9587 | 2.9587
2022-03-04 01:00 | 2.7329 | 2.7329
2022-03-04 01:30 | 2.7704 | 2.7704
2022-03-04 02:00 | 2.7329 | 2.7329
2022-03-04 02:30 | 2.5469 | 2.5469
2022-03-04 03:00 | 2.6257 | 2.6257
2022-03-04 03:30 | 2.4605 | 2.4605
2022-03-04 04:00 | 2.5185 | 2.5185
2022-03-04 04:30 | 2.5159 | 2.5159
2022-03-04 05:00 | 2.4114 | 2.4114
2022-03-04 05:30 | 2.5721 | 2.5721
2022-03-04 06:00 | 2.6257 | 2.6257
2022-03-04 06:30 | 2.6299 | 2.6299
2022-03-04 07:00 | 2.8401 | 2.8401
2022-03-04 07:30 | 2.9408 | 2.9408
2022-03-04 08:00 | 3.0544 | 3.0544
2022-03-04 08:30 | 3.1563 | 3.1563
2022-03-04 09:00 | 3.1616 | 3.1616
2022-03-04 09:30 | 3.4647 | 3.4647
2022-03-04 10:00 | 3.5903 | 3.5903
2022-03-04 10:30 | 3.9207 | 3.9207
2022-03-04 11:00 | 4.0189 | 4.0189
2022-03-04 11:30 | 4.3408 | 4.3408
2022-03-04 12:00 | 4.4476 | 4.4476
2022-03-04 12:30 | 4.5248 | 4.5248
2022-03-04 13:00 | 4.8227 | 4.8227
2022-03-04 13:30 | 4.7696 | 4.7696
2022-03-04 14:00 | 5.0371 | 5.0371
2022-03-04 14:30 | 5.2825 | 5.2825
2022-03-04 15:00 | 5.2514 | 5.2514
2022-03-04 15:30 | 5.5729 | 5.5729
2022-03-04 16:00 | 5.6801 | 5.6801
2022-03-04 16:30 | 5.9002 | 5.9002
2022-03-04 17:00 | 6.1624 | 6.1624
2022-03-04 17:30 | 6.316 | 6.316
2022-03-04 18:00 | 6.2696 | 6.2696
2022-03-04 18:30 | 6.3231 | 6.3231
2022-03-04 19:00 | 6.2696 | 6.2696
2022-03-04 19:30 | 6.2064 | 6.2064
2022-03-04 20:00 | 5.7337 | 5.7337
2022-03-04 20:30 | 5.4009 | 5.4009
2022-03-04 21:00 | 4.9299 | 4.9299
2022-03-04 21:30 | 4.5017 | 4.5017
2022-03-04 22:00 | 4.2869 | 4.2869
2022-03-04 22:30 | 3.8459 | 3.8459
2022-03-04 23:00 | 3.751 | 3.751
2022-03-04 23:30 | 3.4037 | 3.4037
2022-03-05 | 3.2687 | 3.2687
2022-03-05 00:30 | 3.1616 | 3.1616
2022-03-05 01:00 | 3.108 | 3.108
2022-03-05 01:30 | 3.1453 | 3.1453
2022-03-05 02:00 | 2.9291 | 2.9291
2022-03-05 02:30 | 2.8711 | 2.8711
2022-03-05 03:00 | 2.8401 | 2.8401
2022-03-05 03:30 | 2.7382 | 2.7382
2022-03-05 04:00 | 2.7329 | 2.7329
2022-03-05 04:30 | 2.7887 | 2.7887
2022-03-05 05:00 | 2.6257 | 2.6257
2022-03-05 05:30 | 2.8232 | 2.8232
2022-03-05 06:00 | 2.7865 | 2.7865
2022-03-05 06:30 | 2.7865 | 2.7865
2022-03-05 07:00 | 2.8936 | 2.8936
2022-03-05 07:30 | 2.7505 | 2.7505
2022-03-05 08:00 | 2.9472 | 2.9472
2022-03-05 08:30 | 3.0301 | 3.0301
2022-03-05 09:00 | 3.3223 | 3.3223
2022-03-05 09:30 | 3.4592 | 3.4592
2022-03-05 10:00 | 3.6974 | 3.6974
2022-03-05 10:30 | 3.9777 | 3.9777
2022-03-05 11:00 | 4.2333 | 4.2333
2022-03-05 11:30 | 4.3913 | 4.3913
2022-03-05 12:00 | 4.662 | 4.662
2022-03-05 12:30 | 4.6264 | 4.6264
2022-03-05 13:00 | 4.8763 | 4.8763
2022-03-05 13:30 | 5.0163 | 5.0163
2022-03-05 14:00 | 5.0907 | 5.0907
2022-03-05 14:30 | 5.2948 | 5.2948
2022-03-05 15:00 | 5.305 | 5.305
2022-03-05 15:30 | 5.4789 | 5.4789
2022-03-05 16:00 | 5.6265 | 5.6265
2022-03-05 16:30 | 5.858 | 5.858
2022-03-05 17:00 | 6.0552 | 6.0552
2022-03-05 17:30 | 6.2314 | 6.2314
2022-03-05 18:00 | 6.5911 | 6.5911
2022-03-05 18:30 | 6.6506 | 6.6506
2022-03-05 19:00 | 6.4839 | 6.4839
2022-03-05 19:30 | 6.3567 | 6.3567
2022-03-05 20:00 | 6.0016 | 6.0016
2022-03-05 20:30 | 5.5215 | 5.5215
2022-03-05 21:00 | 5.0907 | 5.0907
2022-03-05 21:30 | 4.6603 | 4.6603
2022-03-05 22:00 | 4.3941 | 4.3941
2022-03-05 22:30 | 3.9897 | 3.9897
2022-03-05 23:00 | 3.8046 | 3.8046
2022-03-05 23:30 | 3.805 | 3.805
2022-03-06 | 3.6974 | 3.6974
2022-03-06 00:30 | 3.7077 | 3.7077
2022-03-06 01:00 | 3.6438 | 3.6438
2022-03-06 01:30 | 3.4767 | 3.4767
2022-03-06 02:00 | 3.5367 | 3.5367
2022-03-06 02:30 | 3.4474 | 3.4474
2022-03-06 03:00 | 3.2687 | 3.2687
2022-03-06 03:30 | 3.3759 | 3.3759
2022-03-06 04:00 | 3.3759 | 3.3759
2022-03-06 04:30 | 3.2917 | 3.2917
2022-03-06 05:00 | 3.2687 | 3.2687
2022-03-06 05:30 | 3.1821 | 3.1821
2022-03-06 06:00 | 3.2152 | 3.2152
2022-03-06 06:30 | 3.0657 | 3.0657
2022-03-06 07:00 | 3.1616 | 3.1616
2022-03-06 07:30 | 3.292 | 3.292
2022-03-06 08:00 | 3.2687 | 3.2687
2022-03-06 08:30 | 3.3749 | 3.3749
2022-03-06 09:00 | 3.3759 | 3.3759
2022-03-06 09:30 | 3.461 | 3.461
2022-03-06 10:00 | 3.4831 | 3.4831
2022-03-06 10:30 | 3.6562 | 3.6562
2022-03-06 11:00 | 3.8046 | 3.8046
2022-03-06 11:30 | 3.9118 | 3.9118
2022-03-06 12:00 | 4.2333 | 4.2333
2022-03-06 12:30 | 4.3762 | 4.3762
2022-03-06 13:00 | 4.4476 | 4.4476
2022-03-06 13:30 | 4.633 | 4.633
2022-03-06 14:00 | 4.662 | 4.662
2022-03-06 14:30 | 4.8685 | 4.8685
2022-03-06 15:00 | 5.0907 | 5.0907
2022-03-06 15:30 | 5.156 | 5.156
2022-03-06 16:00 | 5.4658 | 5.4658
2022-03-06 16:30 | 5.5801 | 5.5801
2022-03-06 17:00 | 5.7873 | 5.7873
2022-03-06 17:30 | 6.0535 | 6.0535
2022-03-06 18:00 | 6.0552 | 6.0552
2022-03-06 18:30 | 5.9501 | 5.9501
2022-03-06 19:00 | 5.8409 | 5.8409
2022-03-06 19:30 | 5.6047 | 5.6047
2022-03-06 20:00 | 5.4122 | 5.4122
2022-03-06 20:30 | 4.9835 | 4.9835
2022-03-06 21:00 | 4.6084 | 4.6084
2022-03-06 21:30 | 4.294 | 4.294
2022-03-06 22:00 | 3.8582 | 3.8582
2022-03-06 22:30 | 3.6105 | 3.6105
2022-03-06 23:00 | 3.5903 | 3.5903
2022-03-06 23:30 | 3.269 | 3.269
2022-03-07 | 3.1616 | 3.1616
2022-03-07 00:30 | 3.0833 | 3.0833
2022-03-07 01:00 | 2.8936 | 2.8936
2022-03-07 01:30 | 2.8401 | 2.8401
2022-03-07 02:00 | 2.7329 | 2.7329
2022-03-07 02:30 | 2.6694 | 2.6694
2022-03-07 03:00 | 2.6257 | 2.6257
2022-03-07 03:30 | 2.4968 | 2.4968
2022-03-07 04:00 | 2.465 | 2.465
2022-03-07 04:30 | 2.4866 | 2.4866
2022-03-07 05:00 | 2.5185 | 2.5185
2022-03-07 05:30 | 2.7739 | 2.7739
2022-03-07 06:00 | 2.6793 | 2.6793
2022-03-07 06:30 | 2.7865 | 2.7865
2022-03-07 07:00 | 2.8401 | 2.8401
2022-03-07 07:30 | 2.9137 | 2.9137
2022-03-07 08:00 | 2.9407 | 2.9407
2022-03-07 08:30 | 2.8929 | 2.8929
2022-03-07 09:00 | 2.8936 | 2.8936
2022-03-07 09:30 | 3.0199 | 3.0199
2022-03-07 10:00 | 3.1616 | 3.1616
2022-03-07 10:30 | 3.3044 | 3.3044
2022-03-07 11:00 | 3.4295 | 3.4295
2022-03-07 11:30 | 3.5974 | 3.5974
2022-03-07 12:00 | 3.5903 | 3.5903
2022-03-07 12:30 | 3.8338 | 3.8338
2022-03-07 13:00 | 4.0189 | 4.0189
2022-03-07 13:30 | 4.1797 | 4.1797
2022-03-07 14:00 | 4.1261 | 4.1261
2022-03-07 14:30 | 4.4254 | 4.4254
2022-03-07 15:00 | 4.662 | 4.662
2022-03-07 15:30 | 4.8645 | 4.8645
2022-03-07 16:00 | 4.8763 | 4.8763
2022-03-07 16:30 | 5.1978 | 5.1978
2022-03-07 17:00 | 5.305 | 5.305
2022-03-07 17:30 | 5.606 | 5.606
2022-03-07 18:00 | 5.5194 | 5.5194
2022-03-07 18:30 | 5.6851 | 5.6851
2022-03-07 19:00 | 5.5194 | 5.5194
2022-03-07 19:30 | 5.3586 | 5.3586
2022-03-07 20:00 | 5.1978 | 5.1978
2022-03-07 20:30 | 4.6127 | 4.6127
2022-03-07 21:00 | 4.3405 | 4.3405
2022-03-07 21:30 | 4.0879 | 4.0879
2022-03-07 22:00 | 3.5903 | 3.5903
2022-03-07 22:30 | 3.3126 | 3.3126
2022-03-07 23:00 | 3.1616 | 3.1616
2022-03-07 23:30 | 3.1031 | 3.1031
2022-03-08 | 2.9472 | 2.9472
2022-03-08 00:30 | 2.745 | 2.745
2022-03-08 01:00 | 2.7329 | 2.7329
2022-03-08 01:30 | 2.7369 | 2.7369
2022-03-08 02:00 | 2.5185 | 2.5185
2022-03-08 02:30 | 2.5185 | 2.5185
2022-03-08 03:00 | 2.5721 | 2.5721
2022-03-08 03:30 | 2.4861 | 2.4861
2022-03-08 04:00 | 2.465 | 2.465
2022-03-08 04:30 | 2.6171 | 2.6171
2022-03-08 05:00 | 2.5185 | 2.5185
2022-03-08 05:30 | 2.7329 | 2.7329
2022-03-08 06:00 | 2.7865 | 2.7865
2022-03-08 06:30 | 2.7373 | 2.7373
2022-03-08 07:00 | 2.8401 | 2.8401
2022-03-08 07:30 | 2.8982 | 2.8982
2022-03-08 08:00 | 3.108 | 3.108
2022-03-08 08:30 | 3.0062 | 3.0062
2022-03-08 09:00 | 3.1616 | 3.1616
2022-03-08 09:30 | 3.2687 | 3.2687
2022-03-08 10:00 | 3.1529 | 3.1529
2022-03-08 10:30 | 3.3666 | 3.3666
2022-03-08 11:00 | 3.4295 | 3.4295
2022-03-08 11:30 | 3.5603 | 3.5603
2022-03-08 12:00 | 3.6438 | 3.6438
2022-03-08 12:30 | 3.8688 | 3.8688
2022-03-08 13:00 | 4.0189 | 4.0189
2022-03-08 13:30 | 4.3769 | 4.3769
2022-03-08 14:00 | 4.2333 | 4.2333
2022-03-08 14:30 | 4.4918 | 4.4918
2022-03-08 15:00 | 4.6084 | 4.6084
2022-03-08 15:30 | 4.9029 | 4.9029
2022-03-08 16:00 | 5.0371 | 5.0371
2022-03-08 16:30 | 5.1128 | 5.1128
2022-03-08 17:00 | 5.4122 | 5.4122
2022-03-08 17:30 | 5.6683 | 5.6683
2022-03-08 18:00 | 5.5729 | 5.5729
2022-03-08 18:30 | 5.7337 | 5.7337
2022-03-08 19:00 | 5.6265 | 5.6265
2022-03-08 19:30 | 5.4046 | 5.4046
2022-03-08 20:00 | 5.0371 | 5.0371
2022-03-08 20:30 | 4.5351 | 4.5351
2022-03-08 21:00 | 4.0189 | 4.0189
2022-03-08 21:30 | 3.8582 | 3.8582
2022-03-08 22:00 | 3.5367 | 3.5367
2022-03-08 22:30 | 3.3223 | 3.3223
2022-03-08 23:00 | 3.0008 | 3.0008
2022-03-08 23:30 | 2.9472 | 2.9472
2022-03-09 | 2.8401 | 2.8401
2022-03-09 00:30 | 2.6257 | 2.6257
2022-03-09 01:00 | 2.6257 | 2.6257
2022-03-09 01:30 | 2.7329 | 2.7329
2022-03-09 02:00 | 2.6257 | 2.6257
2022-03-09 02:30 | 2.7329 | 2.7329
2022-03-09 03:00 | 2.6793 | 2.6793
2022-03-09 03:30 | 2.7329 | 2.7329
2022-03-09 04:00 | 2.7329 | 2.7329
2022-03-09 04:30 | 2.7329 | 2.7329
2022-03-09 05:00 | 2.7329 | 2.7329
2022-03-09 05:30 | 3.0008 | 3.0008
2022-03-09 06:00 | 3.0544 | 3.0544
2022-03-09 06:30 | 3.108 | 3.108
2022-03-09 07:00 | 3.2687 | 3.2687
2022-03-09 07:30 | 3.3223 | 3.3223
2022-03-09 08:00 | 3.4831 | 3.4831
2022-03-09 08:30 | 3.2152 | 3.2152
2022-03-09 09:00 | 3.4831 | 3.4831
2022-03-09 09:30 | 3.3759 | 3.3759
2022-03-09 10:00 | 3.4295 | 3.4295
2022-03-09 10:30 | 3.8046 | 3.8046
2022-03-09 11:00 | 3.8582 | 3.8582
2022-03-09 11:30 | 4.2869 | 4.2869
2022-03-09 12:00 | 4.3405 | 4.3405
2022-03-09 12:30 | 4.662 | 4.662
2022-03-09 13:00 | 4.7692 | 4.7692
2022-03-09 13:30 | 4.9835 | 4.9835
2022-03-09 14:00 | 5.0371 | 5.0371
2022-03-09 14:30 | 5.305 | 5.305
2022-03-09 15:00 | 5.3586 | 5.3586
2022-03-09 15:30 | 5.7337 | 5.7337
2022-03-09 16:00 | 5.948 | 5.948
2022-03-09 16:30 | 6.216 | 6.216
2022-03-09 17:00 | 6.216 | 6.216
2022-03-09 17:30 | 6.1624 | 6.1624
2022-03-09 18:00 | 6.2696 | 6.2696
2022-03-09 18:30 | 6.2696 | 6.2696
2022-03-09 19:00 | 6.1624 | 6.1624
2022-03-09 19:30 | 5.948 | 5.948
2022-03-09 20:00 | 5.4658 | 5.4658
2022-03-09 20:30 | 5.0907 | 5.0907
2022-03-09 21:00 | 4.662 | 4.662
2022-03-09 21:30 | 4.3941 | 4.3941
2022-03-09 22:00 | 4.1261 | 4.1261
2022-03-09 22:30 | 3.751 | 3.751
2022-03-09 23:00 | 3.5903 | 3.5903
2022-03-09 23:30 | 3.5367 | 3.5367
2022-03-10 | 3.3759 | 3.3759
2022-03-10 00:30 | 3.3759 | 3.3759
2022-03-10 01:00 | 3.2687 | 3.2687
2022-03-10 01:30 | 3.1616 | 3.1616
2022-03-10 02:00 | 3.1616 | 3.1616
2022-03-10 02:30 | 3.0544 | 3.0544
2022-03-10 03:00 | 3.0008 | 3.0008
2022-03-10 03:30 | 2.8936 | 2.8936
2022-03-10 04:00 | 2.8401 | 2.8401
2022-03-10 04:30 | 2.9472 | 2.9472
2022-03-10 05:00 | 2.9472 | 2.9472
2022-03-10 05:30 | 3.0544 | 3.0544
2022-03-10 06:00 | 3.2687 | 3.2687
2022-03-10 06:30 | 3.2152 | 3.2152
2022-03-10 07:00 | 3.3176 | 3.3176
2022-03-10 07:30 | 3.3223 | 3.3223
2022-03-10 08:00 | 3.4831 | 3.4831
2022-03-10 08:30 | 3.5367 | 3.5367
2022-03-10 09:00 | 3.4831 | 3.4831
2022-03-10 09:30 | 3.8046 | 3.8046
2022-03-10 10:00 | 4.0189 | 4.0189
2022-03-10 10:30 | 4.0725 | 4.0725
2022-03-10 11:00 | 4.3405 | 4.3405
2022-03-10 11:30 | 4.5012 | 4.5012
2022-03-10 12:00 | 4.662 | 4.662
2022-03-10 12:30 | 4.8763 | 4.8763
2022-03-10 13:00 | 4.9299 | 4.9299
2022-03-10 13:30 | 5.2465 | 5.2465
2022-03-10 14:00 | 5.4122 | 5.4122
2022-03-10 14:30 | 5.4122 | 5.4122
2022-03-10 15:00 | 5.6265 | 5.6265
2022-03-10 15:30 | 5.948 | 5.948
2022-03-10 16:00 | 5.948 | 5.948
2022-03-10 16:30 | 6.216 | 6.216
2022-03-10 17:00 | 6.2696 | 6.2696
2022-03-10 17:30 | 6.4839 | 6.4839
2022-03-10 18:00 | 6.5911 | 6.5911
2022-03-10 18:30 | 6.5911 | 6.5911
2022-03-10 19:00 | 6.4616 | 6.4616
2022-03-10 19:30 | 6.216 | 6.216
2022-03-10 20:00 | 5.8409 | 5.8409
2022-03-10 20:30 | 5.3322 | 5.3322
2022-03-10 21:00 | 4.8485 | 4.8485
2022-03-10 21:30 | 4.6116 | 4.6116
2022-03-10 22:00 | 4.1513 | 4.1513
2022-03-10 22:30 | 3.8582 | 3.8582
2022-03-10 23:00 | 3.751 | 3.751
2022-03-10 23:30 | 3.6974 | 3.6974
2022-03-11 | 3.6438 | 3.6438
2022-03-11 00:30 | 3.4831 | 3.4831
2022-03-11 01:00 | 3.3759 | 3.3759
2022-03-11 01:30 | 3.4831 | 3.4831
2022-03-11 02:00 | 3.2687 | 3.2687
2022-03-11 02:30 | 3.2687 | 3.2687
2022-03-11 03:00 | 3.1616 | 3.1616
2022-03-11 03:30 | 2.9472 | 2.9472
2022-03-11 04:00 | 3.0544 | 3.0544
2022-03-11 04:30 | 2.9472 | 2.9472
2022-03-11 05:00 | 2.8401 | 2.8401
2022-03-11 05:30 | 3.108 | 3.108
2022-03-11 06:00 | 3.108 | 3.108
2022-03-11 06:30 | 3.1616 | 3.1616
2022-03-11 07:00 | 3.2152 | 3.2152
2022-03-11 07:30 | 3.3223 | 3.3223
2022-03-11 08:00 | 3.4831 | 3.4831
2022-03-11 08:30 | 3.5367 | 3.5367
2022-03-11 09:00 | 3.5903 | 3.5903
2022-03-11 09:30 | 3.804 | 3.804
2022-03-11 10:00 | 3.8045 | 3.8045
2022-03-11 10:30 | 3.8046 | 3.8046
2022-03-11 11:00 | 4.0189 | 4.0189
2022-03-11 11:30 | 4.2869 | 4.2869
2022-03-11 12:00 | 4.6084 | 4.6084
2022-03-11 12:30 | 4.8763 | 4.8763
2022-03-11 13:00 | 5.0371 | 5.0371
2022-03-11 13:30 | 5.305 | 5.305
2022-03-11 14:00 | 5.3586 | 5.3586
2022-03-11 14:30 | 5.4122 | 5.4122
2022-03-11 15:00 | 5.6265 | 5.6265
2022-03-11 15:30 | 6.0552 | 6.0552
2022-03-11 16:00 | 6.0016 | 6.0016
2022-03-11 16:30 | 6.2696 | 6.2696
2022-03-11 17:00 | 6.216 | 6.216
2022-03-11 17:30 | 6.3231 | 6.3231
2022-03-11 18:00 | 6.2696 | 6.2696
2022-03-11 18:30 | 6.4839 | 6.4839
2022-03-11 19:00 | 6.3767 | 6.3767
2022-03-11 19:30 | 6.1088 | 6.1088
2022-03-11 20:00 | 5.8945 | 5.8945
2022-03-11 20:30 | 5.4658 | 5.4658
2022-03-11 21:00 | 5.0907 | 5.0907
2022-03-11 21:30 | 4.8763 | 4.8763
2022-03-11 22:00 | 4.4476 | 4.4476
2022-03-11 22:30 | 4.3405 | 4.3405
2022-03-11 23:00 | 4.1261 | 4.1261
2022-03-11 23:30 | 4.0189 | 4.0189
2022-03-12 | 3.8046 | 3.8046
2022-03-12 00:30 | 3.5903 | 3.5903
2022-03-12 01:00 | 3.5903 | 3.5903
2022-03-12 01:30 | 3.3759 | 3.3759
2022-03-12 02:00 | 3.3223 | 3.3223
2022-03-12 02:30 | 3.2687 | 3.2687
2022-03-12 03:00 | 3.0544 | 3.0544
2022-03-12 03:30 | 3.108 | 3.108
2022-03-12 04:00 | 3.0008 | 3.0008
2022-03-12 04:30 | 2.8936 | 2.8936
2022-03-12 05:00 | 2.8401 | 2.8401
2022-03-12 05:30 | 3.0008 | 3.0008
2022-03-12 06:00 | 3.0008 | 3.0008
2022-03-12 06:30 | 2.7865 | 2.7865
2022-03-12 07:00 | 2.8401 | 2.8401
2022-03-12 07:30 | 2.8401 | 2.8401
2022-03-12 08:00 | 2.9472 | 2.9472
2022-03-12 08:30 | 3.1616 | 3.1616
2022-03-12 09:00 | 3.1616 | 3.1616
2022-03-12 09:30 | 3.3223 | 3.3223
2022-03-12 10:00 | 3.4295 | 3.4295
2022-03-12 10:30 | 3.8046 | 3.8046
2022-03-12 11:00 | 4.0189 | 4.0189
2022-03-12 11:30 | 4.2333 | 4.2333
2022-03-12 12:00 | 4.3941 | 4.3941
2022-03-12 12:30 | 4.5548 | 4.5548
2022-03-12 13:00 | 4.8227 | 4.8227
2022-03-12 13:30 | 4.7692 | 4.7692
2022-03-12 14:00 | 5.0371 | 5.0371
2022-03-12 14:30 | 4.9835 | 4.9835
2022-03-12 15:00 | 5.0907 | 5.0907
2022-03-12 15:30 | 5.5562 | 5.5562
2022-03-12 16:00 | 5.7757 | 5.7757
2022-03-12 16:30 | 6.0684 | 6.0684
2022-03-12 17:00 | 6.0872 | 6.0872
2022-03-12 17:30 | 5.4658 | 5.4658
2022-03-12 18:00 | 5.1978 | 5.1978
2022-03-12 18:30 | 5.1978 | 5.1978
2022-03-12 19:00 | 5.2514 | 5.2514
2022-03-12 19:30 | 5.1978 | 5.1978
2022-03-12 20:00 | 4.8763 | 4.8763
2022-03-12 20:30 | 4.5548 | 4.5548
2022-03-12 21:00 | 4.3941 | 4.3941
2022-03-12 21:30 | 4.2869 | 4.2869
2022-03-12 22:00 | 4.0189 | 4.0189
2022-03-12 22:30 | 3.8046 | 3.8046
2022-03-12 23:00 | 3.5367 | 3.5367
2022-03-12 23:30 | 3.3759 | 3.3759
2022-03-13 | 3.1616 | 3.1616
2022-03-13 00:30 | 3.108 | 3.108
2022-03-13 01:00 | 3.0544 | 3.0544
2022-03-13 01:30 | 3.0544 | 3.0544
2022-03-13 02:00 | 2.9472 | 2.9472
2022-03-13 02:30 | 2.9472 | 2.9472
2022-03-13 03:00 | 2.7865 | 2.7865
2022-03-13 03:30 | 2.6793 | 2.6793
2022-03-13 04:00 | 2.4114 | 2.4114
2022-03-13 04:30 | 2.4114 | 2.4114
2022-03-13 05:00 | 2.5721 | 2.5721
2022-03-13 05:30 | 2.465 | 2.465
2022-03-13 06:00 | 2.4114 | 2.4114
2022-03-13 06:30 | 2.6257 | 2.6257
2022-03-13 07:00 | 2.5185 | 2.5185
2022-03-13 07:30 | 2.6257 | 2.6257
2022-03-13 08:00 | 2.6257 | 2.6257
2022-03-13 08:30 | 2.7329 | 2.7329
2022-03-13 09:00 | 2.8401 | 2.8401
2022-03-13 09:30 | 3.0544 | 3.0544
2022-03-13 10:00 | 3.1616 | 3.1616
2022-03-13 10:30 | 3.3759 | 3.3759
2022-03-13 11:00 | 3.4831 | 3.4831
2022-03-13 11:30 | 3.5903 | 3.5903
2022-03-13 12:00 | 3.9118 | 3.9118
2022-03-13 12:30 | 4.1261 | 4.1261
2022-03-13 13:00 | 4.0189 | 4.0189
2022-03-13 13:30 | 4.5548 | 4.5548
2022-03-13 14:00 | 4.5548 | 4.5548
2022-03-13 14:30 | 4.8227 | 4.8227
2022-03-13 15:00 | 5.0907 | 5.0907
2022-03-13 15:30 | 5.305 | 5.305
2022-03-13 16:00 | 5.0371 | 5.0371
2022-03-13 16:30 | 5.5194 | 5.5194
2022-03-13 17:00 | 5.7337 | 5.7337
2022-03-13 17:30 | 5.7337 | 5.7337
2022-03-13 18:00 | 5.7337 | 5.7337
2022-03-13 18:30 | 5.7337 | 5.7337
2022-03-13 19:00 | 5.4122 | 5.4122
2022-03-13 19:30 | 5.4122 | 5.4122
2022-03-13 20:00 | 4.9835 | 4.9835
2022-03-13 20:30 | 4.5548 | 4.5548
2022-03-13 21:00 | 4.2333 | 4.2333
2022-03-13 21:30 | 4.0725 | 4.0725
2022-03-13 22:00 | 3.751 | 3.751
2022-03-13 22:30 | 3.3759 | 3.3759
2022-03-13 23:00 | 3.3223 | 3.3223
2022-03-13 23:30 | 3.3223 | 3.3223
2022-03-14 | 3.0008 | 3.0008
2022-03-14 00:30 | 3.0008 | 3.0008
2022-03-14 01:00 | 3.0008 | 3.0008
2022-03-14 01:30 | 2.8401 | 2.8401
2022-03-14 02:00 | 2.7865 | 2.7865
2022-03-14 02:30 | 2.7329 | 2.7329
2022-03-14 03:00 | 2.6257 | 2.6257
2022-03-14 03:30 | 2.7329 | 2.7329
2022-03-14 04:00 | 2.6257 | 2.6257
2022-03-14 04:30 | 2.6793 | 2.6793
2022-03-14 05:00 | 2.7329 | 2.7329
2022-03-14 05:30 | 2.8936 | 2.8936
2022-03-14 06:00 | 2.8765 | 2.8765
2022-03-14 06:30 | 3.108 | 3.108
2022-03-14 07:00 | 3.1616 | 3.1616
2022-03-14 07:30 | 3.4295 | 3.4295
2022-03-14 08:00 | 3.5903 | 3.5903
2022-03-14 08:30 | 3.6974 | 3.6974
2022-03-14 09:00 | 3.8046 | 3.8046
2022-03-14 09:30 | 3.8046 | 3.8046
2022-03-14 10:00 | 3.9118 | 3.9118
2022-03-14 10:30 | 3.8046 | 3.8046
2022-03-14 11:00 | 3.9118 | 3.9118
2022-03-14 11:30 | 4.1261 | 4.1261
2022-03-14 12:00 | 4.2333 | 4.2333
2022-03-14 12:30 | 4.3941 | 4.3941
2022-03-14 13:00 | 4.5548 | 4.5548
2022-03-14 13:30 | 4.7692 | 4.7692
2022-03-14 14:00 | 4.8763 | 4.8763
2022-03-14 14:30 | 5.0371 | 5.0371
2022-03-14 15:00 | 5.2514 | 5.2514
2022-03-14 15:30 | 5.4122 | 5.4122
2022-03-14 16:00 | 5.6265 | 5.6265
2022-03-14 16:30 | 5.8945 | 5.8945
2022-03-14 17:00 | 6.0016 | 6.0016
2022-03-14 17:30 | 6.1624 | 6.1624
2022-03-14 18:00 | 6.0552 | 6.0552
2022-03-14 18:30 | 6.1624 | 6.1624
2022-03-14 19:00 | 6.1624 | 6.1624
2022-03-14 19:30 | 5.948 | 5.948
2022-03-14 20:00 | 5.5194 | 5.5194
2022-03-14 20:30 | 5.0907 | 5.0907
2022-03-14 21:00 | 4.662 | 4.662
2022-03-14 21:30 | 4.4476 | 4.4476
2022-03-14 22:00 | 3.9118 | 3.9118
2022-03-14 22:30 | 3.751 | 3.751
2022-03-14 23:00 | 3.5903 | 3.5903
2022-03-14 23:30 | 3.3759 | 3.3759
2022-03-15 | 3.3759 | 3.3759
2022-03-15 00:30 | 3.2152 | 3.2152
2022-03-15 01:00 | 3.1616 | 3.1616
2022-03-15 01:30 | 3.1616 | 3.1616
2022-03-15 02:00 | 3.0544 | 3.0544
2022-03-15 02:30 | 3.0544 | 3.0544
2022-03-15 03:00 | 2.8136 | 2.8136
2022-03-15 03:30 | 2.7329 | 2.7329
2022-03-15 04:00 | 2.8401 | 2.8401
2022-03-15 04:30 | 2.7865 | 2.7865
2022-03-15 05:00 | 2.8401 | 2.8401
2022-03-15 05:30 | 2.9472 | 2.9472
2022-03-15 06:00 | 3.0544 | 3.0544
2022-03-15 06:30 | 3.2687 | 3.2687
2022-03-15 07:00 | 3.2687 | 3.2687
2022-03-15 07:30 | 3.5903 | 3.5903
2022-03-15 08:00 | 3.4636 | 3.4636
2022-03-15 08:30 | 3.7874 | 3.7874
2022-03-15 09:00 | 3.8046 | 3.8046
2022-03-15 09:30 | 3.8602 | 3.8602
2022-03-15 10:00 | 3.9118 | 3.9118
2022-03-15 10:30 | 3.9118 | 3.9118
2022-03-15 11:00 | 3.9118 | 3.9118
2022-03-15 11:30 | 4.1261 | 4.1261
2022-03-15 12:00 | 4.7692 | 4.7692
2022-03-15 12:30 | 4.6084 | 4.6084
2022-03-15 13:00 | 4.6084 | 4.6084
2022-03-15 13:30 | 4.8227 | 4.8227
2022-03-15 14:00 | 4.9299 | 4.9299
2022-03-15 14:30 | 5.0907 | 5.0907
2022-03-15 15:00 | 5.3586 | 5.3586
2022-03-15 15:30 | 5.7337 | 5.7337
2022-03-15 16:00 | 5.8409 | 5.8409
2022-03-15 16:30 | 5.7873 | 5.7873
2022-03-15 17:00 | 6.0552 | 6.0552
2022-03-15 17:30 | 5.8945 | 5.8945
2022-03-15 18:00 | 5.7337 | 5.7337
2022-03-15 18:30 | 6.0552 | 6.0552
2022-03-15 19:00 | 5.8409 | 5.8409
2022-03-15 19:30 | 5.7873 | 5.7873
2022-03-15 20:00 | 5.5279 | 5.5279
2022-03-15 20:30 | 5.1125 | 5.1125
2022-03-15 21:00 | 4.7939 | 4.7939
2022-03-15 21:30 | 4.5012 | 4.5012
2022-03-15 22:00 | 4.1797 | 4.1797
2022-03-15 22:30 | 3.9118 | 3.9118
2022-03-15 23:00 | 3.6974 | 3.6974
2022-03-15 23:30 | 3.6438 | 3.6438
2022-03-16 | 3.4831 | 3.4831
2022-03-16 00:30 | 3.3223 | 3.3223
2022-03-16 01:00 | 3.2687 | 3.2687
2022-03-16 01:30 | 3.1616 | 3.1616
2022-03-16 02:00 | 3.1616 | 3.1616
2022-03-16 02:30 | 2.9472 | 2.9472
2022-03-16 03:00 | 2.9472 | 2.9472
2022-03-16 03:30 | 3.0544 | 3.0544
2022-03-16 04:00 | 3.0008 | 3.0008
2022-03-16 04:30 | 2.9472 | 2.9472
2022-03-16 05:00 | 3.0008 | 3.0008
2022-03-16 05:30 | 3.1616 | 3.1616
2022-03-16 06:00 | 3.3759 | 3.3759
2022-03-16 06:30 | 3.4295 | 3.4295
2022-03-16 07:00 | 3.5903 | 3.5903
2022-03-16 07:30 | 3.6974 | 3.6974
2022-03-16 08:00 | 3.6974 | 3.6974
2022-03-16 08:30 | 3.8046 | 3.8046
2022-03-16 09:00 | 3.6974 | 3.6974
2022-03-16 09:30 | 3.751 | 3.751
2022-03-16 10:00 | 3.8046 | 3.8046
2022-03-16 10:30 | 3.9118 | 3.9118
2022-03-16 11:00 | 3.9654 | 3.9654
2022-03-16 11:30 | 4.3405 | 4.3405
2022-03-16 12:00 | 4.3405 | 4.3405
2022-03-16 12:30 | 4.6084 | 4.6084
2022-03-16 13:00 | 4.662 | 4.662
2022-03-16 13:30 | 4.8227 | 4.8227
2022-03-16 14:00 | 4.9835 | 4.9835
2022-03-16 14:30 | 5.2826 | 5.2826
2022-03-16 15:00 | 5.305 | 5.305
2022-03-16 15:30 | 5.5729 | 5.5729
2022-03-16 16:00 | 6.1624 | 6.1624
2022-03-16 16:30 | 6.0552 | 6.0552
2022-03-16 17:00 | 5.6801 | 5.6801
2022-03-16 17:30 | 6.0552 | 6.0552
2022-03-16 18:00 | 5.7337 | 5.7337
2022-03-16 18:30 | 5.6801 | 5.6801
2022-03-16 19:00 | 6.0016 | 6.0016
2022-03-16 19:30 | 5.6801 | 5.6801
2022-03-16 20:00 | 5.305 | 5.305
2022-03-16 20:30 | 4.9835 | 4.9835
2022-03-16 21:00 | 4.5548 | 4.5548
2022-03-16 21:30 | 4.3405 | 4.3405
2022-03-16 22:00 | 4.0725 | 4.0725
2022-03-16 22:30 | 3.6438 | 3.6438
2022-03-16 23:00 | 3.5903 | 3.5903
2022-03-16 23:30 | 3.4295 | 3.4295
2022-03-17 | 3.3759 | 3.3759
2022-03-17 00:30 | 3.3759 | 3.3759
2022-03-17 01:00 | 3.0544 | 3.0544
2022-03-17 01:30 | 3.0544 | 3.0544
2022-03-17 02:00 | 3.0544 | 3.0544
2022-03-17 02:30 | 3.0008 | 3.0008
2022-03-17 03:00 | 2.9472 | 2.9472
2022-03-17 03:30 | 2.7865 | 2.7865
2022-03-17 04:00 | 2.7329 | 2.7329
2022-03-17 04:30 | 2.8936 | 2.8936
2022-03-17 05:00 | 2.8401 | 2.8401
2022-03-17 05:30 | 2.9472 | 2.9472
2022-03-17 06:00 | 3.1616 | 3.1616
2022-03-17 06:30 | 3.0544 | 3.0544
2022-03-17 07:00 | 3.2687 | 3.2687
2022-03-17 07:30 | 3.108 | 3.108
2022-03-17 08:00 | 3.1616 | 3.1616
2022-03-17 08:30 | 3.2152 | 3.2152
2022-03-17 09:00 | 3.4295 | 3.4295
2022-03-17 09:30 | 3.4831 | 3.4831
2022-03-17 10:00 | 3.5903 | 3.5903
2022-03-17 10:30 | 3.5903 | 3.5903
2022-03-17 11:00 | 3.9118 | 3.9118
2022-03-17 11:30 | 3.9715 | 3.9715
2022-03-17 12:00 | 4.1797 | 4.1797
2022-03-17 12:30 | 4.4476 | 4.4476
2022-03-17 13:00 | 4.4476 | 4.4476
2022-03-17 13:30 | 4.5012 | 4.5012
2022-03-17 14:00 | 4.8227 | 4.8227
2022-03-17 14:30 | 4.8763 | 4.8763
2022-03-17 15:00 | 4.9835 | 4.9835
2022-03-17 15:30 | 5.305 | 5.305
2022-03-17 16:00 | 5.305 | 5.305
2022-03-17 16:30 | 5.6265 | 5.6265
2022-03-17 17:00 | 6.0016 | 6.0016
2022-03-17 17:30 | 5.7337 | 5.7337
2022-03-17 18:00 | 5.948 | 5.948
2022-03-17 18:30 | 6.0552 | 6.0552
2022-03-17 19:00 | 6.0451 | 6.0451
2022-03-17 19:30 | 5.8872 | 5.8872
2022-03-17 20:00 | 5.368 | 5.368
2022-03-17 20:30 | 5.1071 | 5.1071
2022-03-17 21:00 | 4.7692 | 4.7692
2022-03-17 21:30 | 4.4476 | 4.4476
2022-03-17 22:00 | 4.1797 | 4.1797
2022-03-17 22:30 | 3.751 | 3.751
2022-03-17 23:00 | 3.6974 | 3.6974
2022-03-17 23:30 | 3.4295 | 3.4295
2022-03-18 | 3.2687 | 3.2687
2022-03-18 00:30 | 3.2152 | 3.2152
2022-03-18 01:00 | 3.0008 | 3.0008
2022-03-18 01:30 | 3.0008 | 3.0008
2022-03-18 02:00 | 2.8936 | 2.8936
2022-03-18 02:30 | 2.8936 | 2.8936
2022-03-18 03:00 | 2.8936 | 2.8936
2022-03-18 03:30 | 2.7462 | 2.7462
2022-03-18 04:00 | 2.7329 | 2.7329
2022-03-18 04:30 | 2.7329 | 2.7329
2022-03-18 05:00 | 2.7329 | 2.7329
2022-03-18 05:30 | 2.9443 | 2.9443
2022-03-18 06:00 | 3.0008 | 3.0008
2022-03-18 06:30 | 3.0544 | 3.0544
2022-03-18 07:00 | 3.108 | 3.108
2022-03-18 07:30 | 3.108 | 3.108
2022-03-18 08:00 | 3.2687 | 3.2687
2022-03-18 08:30 | 3.2687 | 3.2687
2022-03-18 09:00 | 3.4831 | 3.4831
2022-03-18 09:30 | 3.4295 | 3.4295
2022-03-18 10:00 | 3.5367 | 3.5367
2022-03-18 10:30 | 3.6974 | 3.6974
2022-03-18 11:00 | 3.6974 | 3.6974
2022-03-18 11:30 | 4.0189 | 4.0189
2022-03-18 12:00 | 4.0725 | 4.0725
2022-03-18 12:30 | 4.4476 | 4.4476
2022-03-18 13:00 | 4.5548 | 4.5548
2022-03-18 13:30 | 4.5548 | 4.5548
2022-03-18 14:00 | 4.7156 | 4.7156
2022-03-18 14:30 | 4.9835 | 4.9835
2022-03-18 15:00 | 4.9299 | 4.9299
2022-03-18 15:30 | 5.1978 | 5.1978
2022-03-18 16:00 | 5.305 | 5.305
2022-03-18 16:30 | 5.6265 | 5.6265
2022-03-18 17:00 | 5.6265 | 5.6265
2022-03-18 17:30 | 5.8409 | 5.8409
2022-03-18 18:00 | 5.8409 | 5.8409
2022-03-18 18:30 | 5.8945 | 5.8945
2022-03-18 19:00 | 5.7873 | 5.7873
2022-03-18 19:30 | 5.7337 | 5.7337
2022-03-18 20:00 | 5.4122 | 5.4122
2022-03-18 20:30 | 5.3019 | 5.3019
2022-03-18 21:00 | 4.7692 | 4.7692
2022-03-18 21:30 | 4.5587 | 4.5587
2022-03-18 22:00 | 4.2333 | 4.2333
2022-03-18 22:30 | 3.8766 | 3.8766
2022-03-18 23:00 | 3.751 | 3.751
2022-03-18 23:30 | 3.4831 | 3.4831
2022-03-19 | 3.3759 | 3.3759
2022-03-19 00:30 | 3.1986 | 3.1986
2022-03-19 01:00 | 3.0544 | 3.0544
2022-03-19 01:30 | 3.108 | 3.108
2022-03-19 02:00 | 2.9472 | 2.9472
2022-03-19 02:30 | 2.7865 | 2.7865
2022-03-19 03:00 | 2.6793 | 2.6793
2022-03-19 03:30 | 2.6257 | 2.6257
2022-03-19 04:00 | 2.6257 | 2.6257
2022-03-19 04:30 | 2.5185 | 2.5185
2022-03-19 05:00 | 2.5185 | 2.5185
2022-03-19 05:30 | 2.6257 | 2.6257
2022-03-19 06:00 | 2.5185 | 2.5185
2022-03-19 06:30 | 2.6257 | 2.6257
2022-03-19 07:00 | 2.6257 | 2.6257
2022-03-19 07:30 | 2.6257 | 2.6257
2022-03-19 08:00 | 2.7329 | 2.7329
2022-03-19 08:30 | 2.8936 | 2.8936
2022-03-19 09:00 | 3.108 | 3.108
2022-03-19 09:30 | 3.2878 | 3.2878
2022-03-19 10:00 | 3.4831 | 3.4831
2022-03-19 10:30 | 3.6438 | 3.6438
2022-03-19 11:00 | 3.751 | 3.751
2022-03-19 11:30 | 3.8582 | 3.8582
2022-03-19 12:00 | 4.0189 | 4.0189
2022-03-19 12:30 | 4.2333 | 4.2333
2022-03-19 13:00 | 4.3941 | 4.3941
2022-03-19 13:30 | 4.5548 | 4.5548
2022-03-19 14:00 | 4.4476 | 4.4476
2022-03-19 14:30 | 4.5548 | 4.5548
2022-03-19 15:00 | 4.662 | 4.662
2022-03-19 15:30 | 4.8763 | 4.8763
2022-03-19 16:00 | 4.9029 | 4.9029
2022-03-19 16:30 | 5.1978 | 5.1978
2022-03-19 17:00 | 5.2514 | 5.2514
2022-03-19 17:30 | 5.4122 | 5.4122
2022-03-19 18:00 | 5.7337 | 5.7337
2022-03-19 18:30 | 5.5194 | 5.5194
2022-03-19 19:00 | 5.6265 | 5.6265
2022-03-19 19:30 | 5.5729 | 5.5729
2022-03-19 20:00 | 5.1978 | 5.1978
2022-03-19 20:30 | 4.8763 | 4.8763
2022-03-19 21:00 | 4.4476 | 4.4476
2022-03-19 21:30 | 4.2869 | 4.2869
2022-03-19 22:00 | 3.9118 | 3.9118
2022-03-19 22:30 | 3.5903 | 3.5903
2022-03-19 23:00 | 3.4831 | 3.4831
2022-03-19 23:30 | 3.2687 | 3.2687
2022-03-20 | 3.1776 | 3.1776
2022-03-20 00:30 | 3.0544 | 3.0544
2022-03-20 01:00 | 2.9472 | 2.9472
2022-03-20 01:30 | 2.8936 | 2.8936
2022-03-20 02:00 | 2.7865 | 2.7865
2022-03-20 02:30 | 2.7865 | 2.7865
2022-03-20 03:00 | 2.8401 | 2.8401
2022-03-20 03:30 | 2.6793 | 2.6793
2022-03-20 04:00 | 2.7329 | 2.7329
2022-03-20 04:30 | 2.6793 | 2.6793
2022-03-20 05:00 | 2.7329 | 2.7329
2022-03-20 05:30 | 2.7749 | 2.7749
2022-03-20 06:00 | 2.6257 | 2.6257
2022-03-20 06:30 | 2.6793 | 2.6793
2022-03-20 07:00 | 2.5721 | 2.5721
2022-03-20 07:30 | 2.6793 | 2.6793
2022-03-20 08:00 | 2.7329 | 2.7329
2022-03-20 08:30 | 2.8401 | 2.8401
2022-03-20 09:00 | 3.0361 | 3.0361
2022-03-20 09:30 | 3.0888 | 3.0888
2022-03-20 10:00 | 3.3759 | 3.3759
2022-03-20 10:30 | 3.4831 | 3.4831
2022-03-20 11:00 | 3.751 | 3.751
2022-03-20 11:30 | 4.0725 | 4.0725
2022-03-20 12:00 | 4.2333 | 4.2333
2022-03-20 12:30 | 4.4476 | 4.4476
2022-03-20 13:00 | 4.5012 | 4.5012
2022-03-20 13:30 | 5.1978 | 5.1978
2022-03-20 14:00 | 5.1978 | 5.1978
2022-03-20 14:30 | 4.4476 | 4.4476
2022-03-20 15:00 | 4.9835 | 4.9835
2022-03-20 15:30 | 5.2985 | 5.2985
2022-03-20 16:00 | 5.5194 | 5.5194
2022-03-20 16:30 | 5.6265 | 5.6265
2022-03-20 17:00 | 5.1978 | 5.1978
2022-03-20 17:30 | 5.6265 | 5.6265
2022-03-20 18:00 | 5.8409 | 5.8409
2022-03-20 18:30 | 5.6776 | 5.6776
2022-03-20 19:00 | 5.4658 | 5.4658
2022-03-20 19:30 | 5.4658 | 5.4658
2022-03-20 20:00 | 5.0371 | 5.0371
2022-03-20 20:30 | 4.8763 | 4.8763
2022-03-20 21:00 | 4.4476 | 4.4476
2022-03-20 21:30 | 4.2869 | 4.2869
2022-03-20 22:00 | 4.0189 | 4.0189
2022-03-20 22:30 | 3.5903 | 3.5903
2022-03-20 23:00 | 3.5903 | 3.5903
2022-03-20 23:30 | 3.4295 | 3.4295
2022-03-21 | 3.2687 | 3.2687
2022-03-21 00:30 | 3.3223 | 3.3223
2022-03-21 01:00 | 3.0544 | 3.0544
2022-03-21 01:30 | 3.108 | 3.108
2022-03-21 02:00 | 3.0008 | 3.0008
2022-03-21 02:30 | 2.8401 | 2.8401
2022-03-21 03:00 | 2.8401 | 2.8401
2022-03-21 03:30 | 2.6793 | 2.6793
2022-03-21 04:00 | 2.7329 | 2.7329
2022-03-21 04:30 | 2.7329 | 2.7329
2022-03-21 05:00 | 2.8401 | 2.8401
2022-03-21 05:30 | 3.1616 | 3.1616
2022-03-21 06:00 | 3.108 | 3.108
2022-03-21 06:30 | 3.2687 | 3.2687
2022-03-21 07:00 | 3.3476 | 3.3476
2022-03-21 07:30 | 3.4295 | 3.4295
2022-03-21 08:00 | 3.5903 | 3.5903
2022-03-21 08:30 | 3.5903 | 3.5903
2022-03-21 09:00 | 3.4831 | 3.4831
2022-03-21 09:30 | 3.5903 | 3.5903
2022-03-21 10:00 | 3.751 | 3.751
2022-03-21 10:30 | 4.0189 | 4.0189
2022-03-21 11:00 | 4.0189 | 4.0189
2022-03-21 11:30 | 4.3405 | 4.3405
2022-03-21 12:00 | 4.4476 | 4.4476
2022-03-21 12:30 | 4.5548 | 4.5548
2022-03-21 13:00 | 4.7156 | 4.7156
2022-03-21 13:30 | 5.0371 | 5.0371
2022-03-21 14:00 | 4.9353 | 4.9353
2022-03-21 14:30 | 5.4658 | 5.4658
2022-03-21 15:00 | 5.3586 | 5.3586
2022-03-21 15:30 | 5.6801 | 5.6801
2022-03-21 16:00 | 5.1936 | 5.1936
2022-03-21 16:30 | 5.5194 | 5.5194
2022-03-21 17:00 | 5.7873 | 5.7873
2022-03-21 17:30 | 5.9618 | 5.9618
2022-03-21 18:00 | 5.6972 | 5.6972
2022-03-21 18:30 | 5.9467 | 5.9467
2022-03-21 19:00 | 5.8649 | 5.8649
2022-03-21 19:30 | 5.6265 | 5.6265
2022-03-21 20:00 | 5.305 | 5.305
2022-03-21 20:30 | 4.8854 | 4.8854
2022-03-21 21:00 | 4.4677 | 4.4677
2022-03-21 21:30 | 4.2128 | 4.2128
2022-03-21 22:00 | 3.8582 | 3.8582
2022-03-21 22:30 | 3.6974 | 3.6974
2022-03-21 23:00 | 3.4295 | 3.4295
2022-03-21 23:30 | 3.2152 | 3.2152
2022-03-22 | 3.108 | 3.108
2022-03-22 00:30 | 2.8401 | 2.8401
2022-03-22 01:00 | 2.8354 | 2.8354
2022-03-22 01:30 | 2.708 | 2.708
2022-03-22 02:00 | 2.7321 | 2.7321
2022-03-22 02:30 | 2.6257 | 2.6257
2022-03-22 03:00 | 2.5305 | 2.5305
2022-03-22 03:30 | 2.4377 | 2.4377
2022-03-22 04:00 | 2.5185 | 2.5185
2022-03-22 04:30 | 2.465 | 2.465
2022-03-22 05:00 | 2.668 | 2.668
2022-03-22 05:30 | 2.6257 | 2.6257
2022-03-22 06:00 | 2.7545 | 2.7545
2022-03-22 06:30 | 2.8401 | 2.8401
2022-03-22 07:00 | 2.7865 | 2.7865
2022-03-22 07:30 | 3.0544 | 3.0544
2022-03-22 08:00 | 3.0544 | 3.0544
2022-03-22 08:30 | 3.1079 | 3.1079
2022-03-22 09:00 | 3.2687 | 3.2687
2022-03-22 09:30 | 3.3759 | 3.3759
2022-03-22 10:00 | 3.5367 | 3.5367
2022-03-22 10:30 | 3.5903 | 3.5903
2022-03-22 11:00 | 3.7091 | 3.7091
2022-03-22 11:30 | 3.6974 | 3.6974
2022-03-22 12:00 | 4.081 | 4.081
2022-03-22 12:30 | 4.2446 | 4.2446
2022-03-22 13:00 | 4.4077 | 4.4077
2022-03-22 13:30 | 4.6296 | 4.6296
2022-03-22 14:00 | 5.1012 | 5.1012
2022-03-22 14:30 | 5.0907 | 5.0907
2022-03-22 15:00 | 5.0836 | 5.0836
2022-03-22 15:30 | 5.5729 | 5.5729
2022-03-22 16:00 | 5.4071 | 5.4071
2022-03-22 16:30 | 5.3586 | 5.3586
2022-03-22 17:00 | 5.7665 | 5.7665
2022-03-22 17:30 | 5.8409 | 5.8409
2022-03-22 18:00 | 5.8409 | 5.8409
2022-03-22 18:30 | 6.0552 | 6.0552
2022-03-22 19:00 | 5.8409 | 5.8409
2022-03-22 19:30 | 5.5194 | 5.5194
2022-03-22 20:00 | 5.0371 | 5.0371
2022-03-22 20:30 | 4.7212 | 4.7212
2022-03-22 21:00 | 4.2869 | 4.2869
2022-03-22 21:30 | 4.0725 | 4.0725
2022-03-22 22:00 | 3.6438 | 3.6438
2022-03-22 22:30 | 3.3223 | 3.3223
2022-03-22 23:00 | 3.108 | 3.108
2022-03-22 23:30 | 3.0008 | 3.0008
2022-03-23 | 2.8401 | 2.8401
2022-03-23 00:30 | 2.7865 | 2.7865
2022-03-23 01:00 | 2.5793 | 2.5793
2022-03-23 01:30 | 2.6257 | 2.6257
2022-03-23 02:00 | 2.5185 | 2.5185
2022-03-23 02:30 | 2.465 | 2.465
2022-03-23 03:00 | 2.465 | 2.465
2022-03-23 03:30 | 2.4114 | 2.4114
2022-03-23 04:00 | 2.4114 | 2.4114
2022-03-23 04:30 | 2.4114 | 2.4114
2022-03-23 05:00 | 2.5199 | 2.5199
2022-03-23 05:30 | 2.5185 | 2.5185
2022-03-23 06:00 | 2.6257 | 2.6257
2022-03-23 06:30 | 2.7329 | 2.7329
2022-03-23 07:00 | 2.7865 | 2.7865
2022-03-23 07:30 | 2.9472 | 2.9472
2022-03-23 08:00 | 2.8401 | 2.8401
2022-03-23 08:30 | 2.8401 | 2.8401
2022-03-23 09:00 | 3.0544 | 3.0544
2022-03-23 09:30 | 3.0544 | 3.0544
2022-03-23 10:00 | 3.1616 | 3.1616
2022-03-23 10:30 | 3.4831 | 3.4831
2022-03-23 11:00 | 3.5367 | 3.5367
2022-03-23 11:30 | 3.9654 | 3.9654
2022-03-23 12:00 | 4.0725 | 4.0725
2022-03-23 12:30 | 4.2869 | 4.2869
2022-03-23 13:00 | 4.3405 | 4.3405
2022-03-23 13:30 | 4.5548 | 4.5548
2022-03-23 14:00 | 4.662 | 4.662
2022-03-23 14:30 | 4.7692 | 4.7692
2022-03-23 15:00 | 4.9835 | 4.9835
2022-03-23 15:30 | 5.6801 | 5.6801
2022-03-23 16:00 | 5.6801 | 5.6801
2022-03-23 16:30 | 5.5194 | 5.5194
2022-03-23 17:00 | 5.6265 | 5.6265
2022-03-23 17:30 | 6.0016 | 6.0016
2022-03-23 18:00 | 5.948 | 5.948
2022-03-23 18:30 | 5.948 | 5.948
2022-03-23 19:00 | 5.8961 | 5.8961
2022-03-23 19:30 | 5.7337 | 5.7337
2022-03-23 20:00 | 5.1443 | 5.1443
2022-03-23 20:30 | 4.9299 | 4.9299
2022-03-23 21:00 | 4.4476 | 4.4476
2022-03-23 21:30 | 4.2333 | 4.2333
2022-03-23 22:00 | 3.8046 | 3.8046
2022-03-23 22:30 | 3.5367 | 3.5367
2022-03-23 23:00 | 3.3759 | 3.3759
2022-03-23 23:30 | 3.1616 | 3.1616
2022-03-24 | 3.0544 | 3.0544
2022-03-24 00:30 | 2.9472 | 2.9472
2022-03-24 01:00 | 2.8401 | 2.8401
2022-03-24 01:30 | 2.8401 | 2.8401
2022-03-24 02:00 | 2.7329 | 2.7329
2022-03-24 02:30 | 2.7329 | 2.7329
2022-03-24 03:00 | 2.7329 | 2.7329
2022-03-24 03:30 | 2.6257 | 2.6257
2022-03-24 04:00 | 2.6257 | 2.6257
2022-03-24 04:30 | 2.6257 | 2.6257
2022-03-24 05:00 | 2.6257 | 2.6257
2022-03-24 05:30 | 2.8401 | 2.8401
2022-03-24 06:00 | 2.9472 | 2.9472
2022-03-24 06:30 | 2.9472 | 2.9472
2022-03-24 07:00 | 3.2152 | 3.2152
2022-03-24 07:30 | 3.2687 | 3.2687
2022-03-24 08:00 | 3.4295 | 3.4295
2022-03-24 08:30 | 3.5903 | 3.5903
2022-03-24 09:00 | 3.8582 | 3.8582
2022-03-24 09:30 | 3.8046 | 3.8046
2022-03-24 10:00 | 4.1261 | 4.1261
2022-03-24 10:30 | 4.2869 | 4.2869
2022-03-24 11:00 | 4.5012 | 4.5012
2022-03-24 11:30 | 5.0907 | 5.0907
2022-03-24 12:00 | 4.9835 | 4.9835
2022-03-24 12:30 | 4.8763 | 4.8763
2022-03-24 13:00 | 4.9835 | 4.9835
2022-03-24 13:30 | 5.305 | 5.305
2022-03-24 14:00 | 5.2514 | 5.2514
2022-03-24 14:30 | 5.0907 | 5.0907
2022-03-24 15:00 | 5.305 | 5.305
2022-03-24 15:30 | 5.4658 | 5.4658
2022-03-24 16:00 | 5.7337 | 5.7337
2022-03-24 16:30 | 6.216 | 6.216
2022-03-24 17:00 | 6.2696 | 6.2696
2022-03-24 17:30 | 5.7337 | 5.7337
2022-03-24 18:00 | 5.1978 | 5.1978
2022-03-24 18:30 | 5.1443 | 5.1443
2022-03-24 19:00 | 5.0371 | 5.0371
2022-03-24 19:30 | 4.662 | 4.662
2022-03-24 20:00 | 4.3405 | 4.3405
2022-03-24 20:30 | 4.1261 | 4.1261
2022-03-24 21:00 | 3.8046 | 3.8046
2022-03-24 21:30 | 3.9118 | 3.9118
2022-03-24 22:00 | 3.5367 | 3.5367
2022-03-24 22:30 | 3.2152 | 3.2152
2022-03-24 23:00 | 3.0544 | 3.0544
2022-03-24 23:30 | 3.0008 | 3.0008
2022-03-25 | 2.8936 | 2.8936
2022-03-25 00:30 | 2.8401 | 2.8401
2022-03-25 01:00 | 2.7329 | 2.7329
2022-03-25 01:30 | 2.7329 | 2.7329
2022-03-25 02:00 | 2.6257 | 2.6257
2022-03-25 02:30 | 2.6257 | 2.6257
2022-03-25 03:00 | 2.6257 | 2.6257
2022-03-25 03:30 | 2.5721 | 2.5721
2022-03-25 04:00 | 2.6257 | 2.6257
2022-03-25 04:30 | 2.6793 | 2.6793
2022-03-25 05:00 | 2.6257 | 2.6257
2022-03-25 05:30 | 2.8401 | 2.8401
2022-03-25 06:00 | 2.8936 | 2.8936
2022-03-25 06:30 | 3.0008 | 3.0008
2022-03-25 07:00 | 3.0544 | 3.0544
2022-03-25 07:30 | 3.108 | 3.108
2022-03-25 08:00 | 3.0544 | 3.0544
2022-03-25 08:30 | 3.0008 | 3.0008
2022-03-25 09:00 | 3.1616 | 3.1616
2022-03-25 09:30 | 3.1616 | 3.1616
2022-03-25 10:00 | 3.2152 | 3.2152
2022-03-25 10:30 | 3.3759 | 3.3759
2022-03-25 11:00 | 3.6438 | 3.6438
2022-03-25 11:30 | 3.8582 | 3.8582
2022-03-25 12:00 | 4.0189 | 4.0189
2022-03-25 12:30 | 4.1261 | 4.1261
2022-03-25 13:00 | 4.3405 | 4.3405
2022-03-25 13:30 | 4.7156 | 4.7156
2022-03-25 14:00 | 4.9835 | 4.9835
2022-03-25 14:30 | 4.8763 | 4.8763
2022-03-25 15:00 | 5.0907 | 5.0907
2022-03-25 15:30 | 5.3586 | 5.3586
2022-03-25 16:00 | 5.5194 | 5.5194
2022-03-25 16:30 | 5.7337 | 5.7337
2022-03-25 17:00 | 5.8409 | 5.8409
2022-03-25 17:30 | 5.8945 | 5.8945
2022-03-25 18:00 | 5.6265 | 5.6265
2022-03-25 18:30 | 5.6265 | 5.6265
2022-03-25 19:00 | 5.6265 | 5.6265
2022-03-25 19:30 | 5.4122 | 5.4122
2022-03-25 20:00 | 5.1978 | 5.1978
2022-03-25 20:30 | 4.8763 | 4.8763
2022-03-25 21:00 | 4.5548 | 4.5548
2022-03-25 21:30 | 4.2869 | 4.2869
2022-03-25 22:00 | 4.0189 | 4.0189
2022-03-25 22:30 | 3.751 | 3.751
2022-03-25 23:00 | 3.5903 | 3.5903
2022-03-25 23:30 | 3.4295 | 3.4295
2022-03-26 | 3.4831 | 3.4831
2022-03-26 00:30 | 3.2687 | 3.2687
2022-03-26 01:00 | 3.2687 | 3.2687
2022-03-26 01:30 | 3.1616 | 3.1616
2022-03-26 02:00 | 3.2687 | 3.2687
2022-03-26 02:30 | 3.0544 | 3.0544
2022-03-26 03:00 | 2.9472 | 2.9472
2022-03-26 03:30 | 3.0544 | 3.0544
2022-03-26 04:00 | 2.9472 | 2.9472
2022-03-26 04:30 | 2.9472 | 2.9472
2022-03-26 05:00 | 2.7865 | 2.7865
2022-03-26 05:30 | 2.9472 | 2.9472
2022-03-26 06:00 | 3.0544 | 3.0544
2022-03-26 06:30 | 2.9472 | 2.9472
2022-03-26 07:00 | 3.0008 | 3.0008
2022-03-26 07:30 | 3.0544 | 3.0544
2022-03-26 08:00 | 3.1616 | 3.1616
2022-03-26 08:30 | 3.2687 | 3.2687
2022-03-26 09:00 | 3.1616 | 3.1616
2022-03-26 09:30 | 3.2687 | 3.2687
2022-03-26 10:00 | 3.3759 | 3.3759
2022-03-26 10:30 | 3.5059 | 3.5059
2022-03-26 11:00 | 3.6974 | 3.6974
2022-03-26 11:30 | 3.751 | 3.751
2022-03-26 12:00 | 4.0284 | 4.0284
2022-03-26 12:30 | 4.0725 | 4.0725
2022-03-26 13:00 | 4.3405 | 4.3405
2022-03-26 13:30 | 4.2869 | 4.2869
2022-03-26 14:00 | 4.3941 | 4.3941
2022-03-26 14:30 | 4.2869 | 4.2869
2022-03-26 15:00 | 4.662 | 4.662
2022-03-26 15:30 | 4.7692 | 4.7692
2022-03-26 16:00 | 4.9299 | 4.9299
2022-03-26 16:30 | 5.1978 | 5.1978
2022-03-26 17:00 | 5.4658 | 5.4658
2022-03-26 17:30 | 5.4658 | 5.4658
2022-03-26 18:00 | 5.2514 | 5.2514
2022-03-26 18:30 | 5.2514 | 5.2514
2022-03-26 19:00 | 5.0371 | 5.0371
2022-03-26 19:30 | 4.9454 | 4.9454
2022-03-26 20:00 | 4.8227 | 4.8227
2022-03-26 20:30 | 4.2333 | 4.2333
2022-03-26 21:00 | 4.0725 | 4.0725
2022-03-26 21:30 | 3.9118 | 3.9118
2022-03-26 22:00 | 3.5367 | 3.5367
2022-03-26 22:30 | 3.4295 | 3.4295
2022-03-26 23:00 | 3.2152 | 3.2152
2022-03-26 23:30 | 3.0544 | 3.0544
2022-03-27 | 2.9472 | 2.9472
2022-03-27 00:30 | 2.8401 | 2.8401
2022-03-27 01:00 | 2.7329 | 2.7329
2022-03-27 01:30 | 2.6257 | 2.6257
2022-03-27 02:00 | 2.5721 | 2.5721
2022-03-27 02:30 | 2.5185 | 2.5185
2022-03-27 03:00 | 2.465 | 2.465
2022-03-27 03:30 | 2.4114 | 2.4114
2022-03-27 04:00 | 2.3578 | 2.3578
2022-03-27 04:30 | 2.3042 | 2.3042
2022-03-27 05:00 | 2.3578 | 2.3578
2022-03-27 05:30 | 2.3578 | 2.3578
2022-03-27 06:00 | 2.3042 | 2.3042
2022-03-27 06:30 | 2.3578 | 2.3578
2022-03-27 07:00 | 2.3042 | 2.3042
2022-03-27 07:30 | 2.3578 | 2.3578
2022-03-27 08:00 | 2.3578 | 2.3578
2022-03-27 08:30 | 2.3578 | 2.3578
2022-03-27 09:00 | 2.465 | 2.465
2022-03-27 09:30 | 2.3042 | 2.3042
2022-03-27 10:00 | 2.4114 | 2.4114
2022-03-27 10:30 | 2.6257 | 2.6257
2022-03-27 11:00 | 2.8401 | 2.8401
2022-03-27 11:30 | 3.1616 | 3.1616
2022-03-27 12:00 | 3.1616 | 3.1616
2022-03-27 12:30 | 3.4831 | 3.4831
2022-03-27 13:00 | 3.5903 | 3.5903
2022-03-27 13:30 | 3.8046 | 3.8046
2022-03-27 14:00 | 4.0189 | 4.0189
2022-03-27 14:30 | 3.9654 | 3.9654
2022-03-27 15:00 | 4.2869 | 4.2869
2022-03-27 15:30 | 4.2333 | 4.2333
2022-03-27 16:00 | 4.6084 | 4.6084
2022-03-27 16:30 | 4.662 | 4.662
2022-03-27 17:00 | 4.7692 | 4.7692
2022-03-27 17:30 | 5.0371 | 5.0371
2022-03-27 18:00 | 5.0371 | 5.0371
2022-03-27 18:30 | 4.9835 | 4.9835
2022-03-27 19:00 | 4.9835 | 4.9835
2022-03-27 19:30 | 4.662 | 4.662
2022-03-27 20:00 | 4.4476 | 4.4476
2022-03-27 20:30 | 4.0189 | 4.0189
2022-03-27 21:00 | 3.6438 | 3.6438
2022-03-27 21:30 | 3.4831 | 3.4831
2022-03-27 22:00 | 3.2152 | 3.2152
2022-03-27 22:30 | 2.9472 | 2.9472
2022-03-27 23:00 | 2.8401 | 2.8401
2022-03-27 23:30 | 2.6793 | 2.6793
2022-03-28 | 2.5731 | 2.5731
2022-03-28 00:30 | 2.5185 | 2.5185
2022-03-28 01:00 | 2.465 | 2.465
2022-03-28 01:30 | 2.3513 | 2.3513
2022-03-28 02:00 | 2.197 | 2.197
2022-03-28 02:30 | 2.3042 | 2.3042
2022-03-28 03:00 | 2.1434 | 2.1434
2022-03-28 03:30 | 2.197 | 2.197
2022-03-28 04:00 | 2.0899 | 2.0899
2022-03-28 04:30 | 2.197 | 2.197
2022-03-28 05:00 | 2.3578 | 2.3578
2022-03-28 05:30 | 2.3042 | 2.3042
2022-03-28 06:00 | 2.5185 | 2.5185
2022-03-28 06:30 | 2.4114 | 2.4114
2022-03-28 07:00 | 2.5721 | 2.5721
2022-03-28 07:30 | 2.6257 | 2.6257
2022-03-28 08:00 | 2.6257 | 2.6257
2022-03-28 08:30 | 2.6793 | 2.6793
2022-03-28 09:00 | 2.6793 | 2.6793
2022-03-28 09:30 | 2.7865 | 2.7865
2022-03-28 10:00 | 2.8401 | 2.8401
2022-03-28 10:30 | 2.7865 | 2.7865
2022-03-28 11:00 | 2.9472 | 2.9472
2022-03-28 11:30 | 3.2152 | 3.2152
2022-03-28 12:00 | 3.2687 | 3.2687
2022-03-28 12:30 | 3.4295 | 3.4295
2022-03-28 13:00 | 3.5367 | 3.5367
2022-03-28 13:30 | 3.751 | 3.751
2022-03-28 14:00 | 3.9654 | 3.9654
2022-03-28 14:30 | 4.026 | 4.026
2022-03-28 15:00 | 4.0725 | 4.0725
2022-03-28 15:30 | 4.2333 | 4.2333
2022-03-28 16:00 | 4.6084 | 4.6084
2022-03-28 16:30 | 4.5548 | 4.5548
2022-03-28 17:00 | 4.9299 | 4.9299
2022-03-28 17:30 | 4.9299 | 4.9299
2022-03-28 18:00 | 5.0371 | 5.0371
2022-03-28 18:30 | 5.1978 | 5.1978
2022-03-28 19:00 | 5.0371 | 5.0371
2022-03-28 19:30 | 4.9299 | 4.9299
2022-03-28 20:00 | 4.5012 | 4.5012
2022-03-28 20:30 | 4.0189 | 4.0189
2022-03-28 21:00 | 3.8046 | 3.8046
2022-03-28 21:30 | 3.5367 | 3.5367
2022-03-28 22:00 | 3.2687 | 3.2687
2022-03-28 22:30 | 3.0008 | 3.0008
2022-03-28 23:00 | 2.7329 | 2.7329
2022-03-28 23:30 | 2.7329 | 2.7329
2022-03-29 | 2.5456 | 2.5456
2022-03-29 00:30 | 2.4114 | 2.4114
2022-03-29 01:00 | 2.4114 | 2.4114
2022-03-29 01:30 | 2.2506 | 2.2506
2022-03-29 02:00 | 2.3042 | 2.3042
2022-03-29 02:30 | 2.197 | 2.197
2022-03-29 03:00 | 2.1434 | 2.1434
2022-03-29 03:30 | 2.1434 | 2.1434
2022-03-29 04:00 | 2.0899 | 2.0899
2022-03-29 04:30 | 2.1434 | 2.1434
2022-03-29 05:00 | 2.0363 | 2.0363
2022-03-29 05:30 | 2.3042 | 2.3042
2022-03-29 06:00 | 2.4114 | 2.4114
2022-03-29 06:30 | 2.4114 | 2.4114
2022-03-29 07:00 | 2.5185 | 2.5185
2022-03-29 07:30 | 2.5185 | 2.5185
2022-03-29 08:00 | 2.5185 | 2.5185
2022-03-29 08:30 | 2.5721 | 2.5721
2022-03-29 09:00 | 2.5185 | 2.5185
2022-03-29 09:30 | 2.7329 | 2.7329
2022-03-29 10:00 | 2.7329 | 2.7329
2022-03-29 10:30 | 2.7865 | 2.7865
2022-03-29 11:00 | 2.9472 | 2.9472
2022-03-29 11:30 | 3.0544 | 3.0544
2022-03-29 12:00 | 3.2152 | 3.2152
2022-03-29 12:30 | 3.2152 | 3.2152
2022-03-29 13:00 | 3.3223 | 3.3223
2022-03-29 13:30 | 3.4831 | 3.4831
2022-03-29 14:00 | 3.5903 | 3.5903
2022-03-29 14:30 | 3.751 | 3.751
2022-03-29 15:00 | 4.0189 | 4.0189
2022-03-29 15:30 | 4.1261 | 4.1261
2022-03-29 16:00 | 4.4476 | 4.4476
2022-03-29 16:30 | 4.5548 | 4.5548
2022-03-29 17:00 | 4.7692 | 4.7692
2022-03-29 17:30 | 4.9835 | 4.9835
2022-03-29 18:00 | 4.8763 | 4.8763
2022-03-29 18:30 | 5.0371 | 5.0371
2022-03-29 19:00 | 4.9835 | 4.9835
2022-03-29 19:30 | 4.7156 | 4.7156
2022-03-29 20:00 | 4.4476 | 4.4476
2022-03-29 20:30 | 3.9727 | 3.9727
2022-03-29 21:00 | 3.6974 | 3.6974
2022-03-29 21:30 | 3.3759 | 3.3759
2022-03-29 22:00 | 3.108 | 3.108
2022-03-29 22:30 | 2.8936 | 2.8936
2022-03-29 23:00 | 2.6257 | 2.6257
2022-03-29 23:30 | 2.5185 | 2.5185
2022-03-30 | 2.5185 | 2.5185
2022-03-30 00:30 | 2.284 | 2.284
2022-03-30 01:00 | 2.3042 | 2.3042
2022-03-30 01:30 | 2.0899 | 2.0899
2022-03-30 02:00 | 2.0899 | 2.0899
2022-03-30 02:30 | 2.1434 | 2.1434
2022-03-30 03:00 | 1.9827 | 1.9827
2022-03-30 03:30 | 1.9827 | 1.9827
2022-03-30 04:00 | 2.0363 | 2.0363
2022-03-30 04:30 | 2.0363 | 2.0363
2022-03-30 05:00 | 2.1434 | 2.1434
2022-03-30 05:30 | 2.3578 | 2.3578
2022-03-30 06:00 | 2.4114 | 2.4114
2022-03-30 06:30 | 2.5904 | 2.5904
2022-03-30 07:00 | 2.7329 | 2.7329
2022-03-30 07:30 | 2.6257 | 2.6257
2022-03-30 08:00 | 2.6793 | 2.6793
2022-03-30 08:30 | 2.6257 | 2.6257
2022-03-30 09:00 | 2.6257 | 2.6257
2022-03-30 09:30 | 2.6793 | 2.6793
2022-03-30 10:00 | 2.7865 | 2.7865
2022-03-30 10:30 | 2.7865 | 2.7865
2022-03-30 11:00 | 2.8936 | 2.8936
2022-03-30 11:30 | 3.0019 | 3.0019
2022-03-30 12:00 | 3.2687 | 3.2687
2022-03-30 12:30 | 3.3759 | 3.3759
2022-03-30 13:00 | 3.5903 | 3.5903
2022-03-30 13:30 | 3.751 | 3.751
2022-03-30 14:00 | 3.751 | 3.751
2022-03-30 14:30 | 3.9654 | 3.9654
2022-03-30 15:00 | 4.0189 | 4.0189
2022-03-30 15:30 | 4.3405 | 4.3405
2022-03-30 16:00 | 4.5012 | 4.5012
2022-03-30 16:30 | 4.7692 | 4.7692
2022-03-30 17:00 | 4.8763 | 4.8763
2022-03-30 17:30 | 5.0371 | 5.0371
2022-03-30 18:00 | 5.0907 | 5.0907
2022-03-30 18:30 | 4.9211 | 4.9211
2022-03-30 19:00 | 4.9835 | 4.9835
2022-03-30 19:30 | 4.7156 | 4.7156
2022-03-30 20:00 | 4.2869 | 4.2869
2022-03-30 20:30 | 4.0189 | 4.0189
2022-03-30 21:00 | 3.5903 | 3.5903
2022-03-30 21:30 | 3.4831 | 3.4831
2022-03-30 22:00 | 3.1616 | 3.1616
2022-03-30 22:30 | 2.7865 | 2.7865
2022-03-30 23:00 | 2.7865 | 2.7865
2022-03-30 23:30 | 2.5761 | 2.5761
2022-03-31 | 2.465 | 2.465
2022-03-31 00:30 | 2.3578 | 2.3578
2022-03-31 01:00 | 2.197 | 2.197
2022-03-31 01:30 | 2.3042 | 2.3042
2022-03-31 02:00 | 2.1434 | 2.1434
2022-03-31 02:30 | 2.0899 | 2.0899
2022-03-31 03:00 | 2.1434 | 2.1434
2022-03-31 03:30 | 2.0363 | 2.0363
2022-03-31 04:00 | 2.0363 | 2.0363
2022-03-31 04:30 | 2.1434 | 2.1434
2022-03-31 05:00 | 2.0899 | 2.0899
2022-03-31 05:30 | 2.2506 | 2.2506
2022-03-31 06:00 | 2.3042 | 2.3042
2022-03-31 06:30 | 2.4114 | 2.4114
2022-03-31 07:00 | 2.465 | 2.465
2022-03-31 07:30 | 2.465 | 2.465
2022-03-31 08:00 | 2.5185 | 2.5185
2022-03-31 08:30 | 2.4114 | 2.4114
2022-03-31 09:00 | 2.5185 | 2.5185
2022-03-31 09:30 | 2.6793 | 2.6793
2022-03-31 10:00 | 2.6257 | 2.6257
2022-03-31 10:30 | 2.6793 | 2.6793
2022-03-31 11:00 | 2.6793 | 2.6793
2022-03-31 11:30 | 2.7865 | 2.7865
2022-03-31 12:00 | 2.8401 | 2.8401
2022-03-31 12:30 | 3.1616 | 3.1616
2022-03-31 13:00 | 3.2687 | 3.2687
2022-03-31 13:30 | 3.2687 | 3.2687
2022-03-31 14:00 | 3.5903 | 3.5903
2022-03-31 14:30 | 3.5903 | 3.5903
2022-03-31 15:00 | 3.8046 | 3.8046
2022-03-31 15:30 | 4.0725 | 4.0725
2022-03-31 16:00 | 4.2333 | 4.2333
2022-03-31 16:30 | 4.4476 | 4.4476
2022-03-31 17:00 | 4.662 | 4.662
2022-03-31 17:30 | 4.7156 | 4.7156
2022-03-31 18:00 | 4.7692 | 4.7692
2022-03-31 18:30 | 4.8439 | 4.8439
2022-03-31 19:00 | 4.8763 | 4.8763
2022-03-31 19:30 | 4.6084 | 4.6084
2022-03-31 20:00 | 4.3713 | 4.3713
2022-03-31 20:30 | 4.1261 | 4.1261
2022-03-31 21:00 | 3.751 | 3.751
2022-03-31 21:30 | 3.5947 | 3.5947
2022-03-31 22:00 | 3.2687 | 3.2687
2022-03-31 22:30 | 3.108 | 3.108
2022-03-31 23:00 | 3.0008 | 3.0008
2022-03-31 23:30 | 2.7865 | 2.7865
2022-04-01 | 2.7329 | 2.7329
2022-04-01 00:30 | 2.6257 | 2.6257
2022-04-01 01:00 | 2.5185 | 2.5185
2022-04-01 01:30 | 2.5185 | 2.5185
2022-04-01 02:00 | 2.4114 | 2.4114
2022-04-01 02:30 | 2.2506 | 2.2506
2022-04-01 03:00 | 2.3042 | 2.3042
2022-04-01 03:30 | 2.197 | 2.197
2022-04-01 04:00 | 2.2506 | 2.2506
2022-04-01 04:30 | 2.3042 | 2.3042
2022-04-01 05:00 | 2.2506 | 2.2506
2022-04-01 05:30 | 2.465 | 2.465
2022-04-01 06:00 | 2.5185 | 2.5185
2022-04-01 06:30 | 2.6257 | 2.6257
2022-04-01 07:00 | 2.7329 | 2.7329
2022-04-01 07:30 | 2.5185 | 2.5185
2022-04-01 08:00 | 2.5185 | 2.5185
2022-04-01 08:30 | 2.4114 | 2.4114
2022-04-01 09:00 | 2.5185 | 2.5185
2022-04-01 09:30 | 2.3042 | 2.3042
2022-04-01 10:00 | 2.4114 | 2.4114
2022-04-01 10:30 | 2.4114 | 2.4114
2022-04-01 11:00 | 2.4114 | 2.4114
2022-04-01 11:30 | 2.6793 | 2.6793
2022-04-01 12:00 | 2.8936 | 2.8936
2022-04-01 12:30 | 3.108 | 3.108
2022-04-01 13:00 | 3.2152 | 3.2152
2022-04-01 13:30 | 3.3759 | 3.3759
2022-04-01 14:00 | 3.4831 | 3.4831
2022-04-01 14:30 | 3.6974 | 3.6974
2022-04-01 15:00 | 3.9118 | 3.9118
2022-04-01 15:30 | 4.1261 | 4.1261
2022-04-01 16:00 | 4.3405 | 4.3405
2022-04-01 16:30 | 4.4476 | 4.4476
2022-04-01 17:00 | 4.662 | 4.662
2022-04-01 17:30 | 4.8756 | 4.8756
2022-04-01 18:00 | 4.7156 | 4.7156
2022-04-01 18:30 | 4.7692 | 4.7692
2022-04-01 19:00 | 4.662 | 4.662
2022-04-01 19:30 | 4.5012 | 4.5012
2022-04-01 20:00 | 4.2333 | 4.2333
2022-04-01 20:30 | 3.8046 | 3.8046
2022-04-01 21:00 | 3.6974 | 3.6974
2022-04-01 21:30 | 3.4831 | 3.4831
2022-04-01 22:00 | 3.1616 | 3.1616
2022-04-01 22:30 | 3.108 | 3.108
2022-04-01 23:00 | 2.8401 | 2.8401
2022-04-01 23:30 | 2.7329 | 2.7329
2022-04-02 | 2.7865 | 2.7865
2022-04-02 00:30 | 2.6257 | 2.6257
2022-04-02 01:00 | 2.5185 | 2.5185
2022-04-02 01:30 | 2.4114 | 2.4114
2022-04-02 02:00 | 2.4114 | 2.4114
2022-04-02 02:30 | 2.4114 | 2.4114
2022-04-02 03:00 | 2.3042 | 2.3042
2022-04-02 03:30 | 2.2506 | 2.2506
2022-04-02 04:00 | 2.3578 | 2.3578
2022-04-02 04:30 | 2.3042 | 2.3042
2022-04-02 05:00 | 2.2506 | 2.2506
2022-04-02 05:30 | 2.3042 | 2.3042
2022-04-02 06:00 | 2.3042 | 2.3042
2022-04-02 06:30 | 2.3042 | 2.3042
2022-04-02 07:00 | 2.3498 | 2.3498
2022-04-02 07:30 | 2.3578 | 2.3578
2022-04-02 08:00 | 2.2506 | 2.2506
2022-04-02 08:30 | 2.197 | 2.197
2022-04-02 09:00 | 2.2506 | 2.2506
2022-04-02 09:30 | 2.3042 | 2.3042
2022-04-02 10:00 | 2.465 | 2.465
2022-04-02 10:30 | 2.5721 | 2.5721
2022-04-02 11:00 | 2.7329 | 2.7329
2022-04-02 11:30 | 2.7329 | 2.7329
2022-04-02 12:00 | 2.8936 | 2.8936
2022-04-02 12:30 | 3.1616 | 3.1616
2022-04-02 13:00 | 3.2687 | 3.2687
2022-04-02 13:30 | 3.3759 | 3.3759
2022-04-02 14:00 | 3.5903 | 3.5903
2022-04-02 14:30 | 3.6974 | 3.6974
2022-04-02 15:00 | 3.8582 | 3.8582
2022-04-02 15:30 | 4.0189 | 4.0189
2022-04-02 16:00 | 4.2333 | 4.2333
2022-04-02 16:30 | 4.5012 | 4.5012
2022-04-02 17:00 | 4.662 | 4.662
2022-04-02 17:30 | 4.8763 | 4.8763
2022-04-02 18:00 | 4.9835 | 4.9835
2022-04-02 18:30 | 4.9299 | 4.9299
2022-04-02 19:00 | 4.8763 | 4.8763
2022-04-02 19:30 | 4.7156 | 4.7156
2022-04-02 20:00 | 4.3405 | 4.3405
2022-04-02 20:30 | 4.1261 | 4.1261
2022-04-02 21:00 | 3.751 | 3.751
2022-04-02 21:30 | 3.6974 | 3.6974
2022-04-02 22:00 | 3.2687 | 3.2687
2022-04-02 22:30 | 3.0544 | 3.0544
2022-04-02 23:00 | 2.8936 | 2.8936
2022-04-02 23:30 | 2.7329 | 2.7329
2022-04-03 | 2.6793 | 2.6793
2022-04-03 00:30 | 2.5721 | 2.5721
2022-04-03 01:00 | 2.5185 | 2.5185
2022-04-03 01:30 | 2.5721 | 2.5721
2022-04-03 02:00 | 2.465 | 2.465
2022-04-03 02:30 | 2.4114 | 2.4114
2022-04-03 03:00 | 2.5185 | 2.5185
2022-04-03 03:30 | 2.3578 | 2.3578
2022-04-03 04:00 | 2.3578 | 2.3578
2022-04-03 04:30 | 2.3042 | 2.3042
2022-04-03 05:00 | 2.3042 | 2.3042
2022-04-03 05:30 | 2.3578 | 2.3578
2022-04-03 06:00 | 2.2506 | 2.2506
2022-04-03 06:30 | 2.2506 | 2.2506
2022-04-03 07:00 | 2.3042 | 2.3042
2022-04-03 07:30 | 2.3042 | 2.3042
2022-04-03 08:00 | 2.3578 | 2.3578
2022-04-03 08:30 | 2.5185 | 2.5185
2022-04-03 09:00 | 2.3042 | 2.3042
2022-04-03 09:30 | 2.465 | 2.465
2022-04-03 10:00 | 2.3042 | 2.3042
2022-04-03 10:30 | 2.5185 | 2.5185
2022-04-03 11:00 | 2.7329 | 2.7329
2022-04-03 11:30 | 2.8936 | 2.8936
2022-04-03 12:00 | 3.2687 | 3.2687
2022-04-03 12:30 | 3.2687 | 3.2687
2022-04-03 13:00 | 3.4831 | 3.4831
2022-04-03 13:30 | 3.6974 | 3.6974
2022-04-03 14:00 | 3.8046 | 3.8046
2022-04-03 14:30 | 4.0189 | 4.0189
2022-04-03 15:00 | 4.1261 | 4.1261
2022-04-03 15:30 | 4.4476 | 4.4476
2022-04-03 16:00 | 4.6084 | 4.6084
2022-04-03 16:30 | 4.7692 | 4.7692
2022-04-03 17:00 | 5.0371 | 5.0371
2022-04-03 17:30 | 5.1978 | 5.1978
2022-04-03 18:00 | 5.0907 | 5.0907
2022-04-03 18:30 | 5.1978 | 5.1978
2022-04-03 19:00 | 5.0371 | 5.0371
2022-04-03 19:30 | 4.7692 | 4.7692
2022-04-03 20:00 | 4.3941 | 4.3941
2022-04-03 20:30 | 4.1261 | 4.1261
2022-04-03 21:00 | 3.6438 | 3.6438
2022-04-03 21:30 | 3.6974 | 3.6974
2022-04-03 22:00 | 3.2687 | 3.2687
2022-04-03 22:30 | 3.0544 | 3.0544
2022-04-03 23:00 | 3.0142 | 3.0142
2022-04-03 23:30 | 2.8401 | 2.8401
2022-04-04 | 2.7329 | 2.7329
2022-04-04 00:30 | 2.5721 | 2.5721
2022-04-04 01:00 | 2.5185 | 2.5185
2022-04-04 01:30 | 2.465 | 2.465
2022-04-04 02:00 | 2.465 | 2.465
2022-04-04 02:30 | 2.4114 | 2.4114
2022-04-04 03:00 | 2.4114 | 2.4114
2022-04-04 03:30 | 2.2506 | 2.2506
2022-04-04 04:00 | 2.3042 | 2.3042
2022-04-04 04:30 | 2.3042 | 2.3042
2022-04-04 05:00 | 2.3578 | 2.3578
2022-04-04 05:30 | 2.6257 | 2.6257
2022-04-04 06:00 | 2.5721 | 2.5721
2022-04-04 06:30 | 2.5185 | 2.5185
2022-04-04 07:00 | 2.6257 | 2.6257
2022-04-04 07:30 | 2.5721 | 2.5721
2022-04-04 08:00 | 2.6793 | 2.6793
2022-04-04 08:30 | 2.6793 | 2.6793
2022-04-04 09:00 | 2.6257 | 2.6257
2022-04-04 09:30 | 2.6257 | 2.6257
2022-04-04 10:00 | 2.7329 | 2.7329
2022-04-04 10:30 | 2.6257 | 2.6257
2022-04-04 11:00 | 2.7865 | 2.7865
2022-04-04 11:30 | 2.8936 | 2.8936
2022-04-04 12:00 | 3.1616 | 3.1616
2022-04-04 12:30 | 3.3759 | 3.3759
2022-04-04 13:00 | 3.4831 | 3.4831
2022-04-04 13:30 | 3.8046 | 3.8046
2022-04-04 14:00 | 3.9118 | 3.9118
2022-04-04 14:30 | 4.0189 | 4.0189
2022-04-04 15:00 | 4.3405 | 4.3405
2022-04-04 15:30 | 4.4476 | 4.4476
2022-04-04 16:00 | 4.8763 | 4.8763
2022-04-04 16:30 | 4.9299 | 4.9299
2022-04-04 17:00 | 4.9299 | 4.9299
2022-04-04 17:30 | 5.1978 | 5.1978
2022-04-04 18:00 | 5.1978 | 5.1978
2022-04-04 18:30 | 5.0907 | 5.0907
2022-04-04 19:00 | 5.1443 | 5.1443
2022-04-04 19:30 | 4.8763 | 4.8763
2022-04-04 20:00 | 4.5548 | 4.5548
2022-04-04 20:30 | 4.1797 | 4.1797
2022-04-04 21:00 | 3.8046 | 3.8046
2022-04-04 21:30 | 3.6974 | 3.6974
2022-04-04 22:00 | 3.3759 | 3.3759
2022-04-04 22:30 | 3.0544 | 3.0544
2022-04-04 23:00 | 3.0008 | 3.0008
2022-04-04 23:30 | 2.7329 | 2.7329
2022-04-05 | 2.6793 | 2.6793
2022-04-05 00:30 | 2.6257 | 2.6257
2022-04-05 01:00 | 2.5185 | 2.5185
2022-04-05 01:30 | 2.465 | 2.465
2022-04-05 02:00 | 2.4114 | 2.4114
2022-04-05 02:30 | 2.3042 | 2.3042
2022-04-05 03:00 | 2.3578 | 2.3578
2022-04-05 03:30 | 2.2506 | 2.2506
2022-04-05 04:00 | 2.1434 | 2.1434
2022-04-05 04:30 | 2.2506 | 2.2506
2022-04-05 05:00 | 2.2506 | 2.2506
2022-04-05 05:30 | 2.4114 | 2.4114
2022-04-05 06:00 | 2.5185 | 2.5185
2022-04-05 06:30 | 2.4114 | 2.4114
2022-04-05 07:00 | 2.5185 | 2.5185
2022-04-05 07:30 | 2.5185 | 2.5185
2022-04-05 08:00 | 2.5185 | 2.5185
2022-04-05 08:30 | 2.5721 | 2.5721
2022-04-05 09:00 | 2.465 | 2.465
2022-04-05 09:30 | 2.6257 | 2.6257
2022-04-05 10:00 | 2.5185 | 2.5185
2022-04-05 10:30 | 2.7865 | 2.7865
2022-04-05 11:00 | 2.8401 | 2.8401
2022-04-05 11:30 | 3.0008 | 3.0008
2022-04-05 12:00 | 3.1616 | 3.1616
2022-04-05 12:30 | 3.3759 | 3.3759
2022-04-05 13:00 | 3.4342 | 3.4342
2022-04-05 13:30 | 3.8046 | 3.8046
2022-04-05 14:00 | 3.9118 | 3.9118
2022-04-05 14:30 | 4.0189 | 4.0189
2022-04-05 15:00 | 4.2869 | 4.2869
2022-04-05 15:30 | 4.3941 | 4.3941
2022-04-05 16:00 | 4.6084 | 4.6084
2022-04-05 16:30 | 4.6084 | 4.6084
2022-04-05 17:00 | 4.7692 | 4.7692
2022-04-05 17:30 | 4.9835 | 4.9835
2022-04-05 18:00 | 4.9835 | 4.9835
2022-04-05 18:30 | 4.9835 | 4.9835
2022-04-05 19:00 | 4.7692 | 4.7692
2022-04-05 19:30 | 4.662 | 4.662
2022-04-05 20:00 | 4.1976 | 4.1976
2022-04-05 20:30 | 3.8046 | 3.8046
2022-04-05 21:00 | 3.5367 | 3.5367
2022-04-05 21:30 | 3.2687 | 3.2687
2022-04-05 22:00 | 2.8936 | 2.8936
2022-04-05 22:30 | 2.7329 | 2.7329
2022-04-05 23:00 | 2.5721 | 2.5721
2022-04-05 23:30 | 2.3578 | 2.3578
2022-04-06 | 2.3578 | 2.3578
2022-04-06 00:30 | 2.3042 | 2.3042
2022-04-06 01:00 | 2.197 | 2.197
2022-04-06 01:30 | 2.0899 | 2.0899
2022-04-06 02:00 | 1.9827 | 1.9827
2022-04-06 02:30 | 1.9827 | 1.9827
2022-04-06 03:00 | 1.9827 | 1.9827
2022-04-06 03:30 | 1.8755 | 1.8755
2022-04-06 04:00 | 1.9291 | 1.9291
2022-04-06 04:30 | 1.9827 | 1.9827
2022-04-06 05:00 | 2.0363 | 2.0363
2022-04-06 05:30 | 2.0899 | 2.0899
2022-04-06 06:00 | 2.3578 | 2.3578
2022-04-06 06:30 | 2.2506 | 2.2506
2022-04-06 07:00 | 2.2506 | 2.2506
2022-04-06 07:30 | 2.2506 | 2.2506
2022-04-06 08:00 | 2.3042 | 2.3042
2022-04-06 08:30 | 2.197 | 2.197
2022-04-06 09:00 | 2.1434 | 2.1434
2022-04-06 09:30 | 2.3042 | 2.3042
2022-04-06 10:00 | 2.4114 | 2.4114
2022-04-06 10:30 | 2.4114 | 2.4114
2022-04-06 11:00 | 2.5721 | 2.5721
2022-04-06 11:30 | 2.7865 | 2.7865
2022-04-06 12:00 | 3.0544 | 3.0544
2022-04-06 12:30 | 3.3759 | 3.3759
2022-04-06 13:00 | 3.4831 | 3.4831
2022-04-06 13:30 | 3.5903 | 3.5903
2022-04-06 14:00 | 3.6974 | 3.6974
2022-04-06 14:30 | 3.8046 | 3.8046
2022-04-06 15:00 | 4.2869 | 4.2869
2022-04-06 15:30 | 4.3405 | 4.3405
2022-04-06 16:00 | 4.4476 | 4.4476
2022-04-06 16:30 | 4.7156 | 4.7156
2022-04-06 17:00 | 4.8763 | 4.8763
2022-04-06 17:30 | 5.0907 | 5.0907
2022-04-06 18:00 | 5.0371 | 5.0371
2022-04-06 18:30 | 4.9299 | 4.9299
2022-04-06 19:00 | 5.0371 | 5.0371
2022-04-06 19:30 | 4.662 | 4.662
2022-04-06 20:00 | 4.3405 | 4.3405
2022-04-06 20:30 | 4.0725 | 4.0725
2022-04-06 21:00 | 3.6974 | 3.6974
2022-04-06 21:30 | 3.4295 | 3.4295
2022-04-06 22:00 | 3.1616 | 3.1616
2022-04-06 22:30 | 2.8401 | 2.8401
2022-04-06 23:00 | 2.8401 | 2.8401
2022-04-06 23:30 | 2.6793 | 2.6793
2022-04-07 | 2.6793 | 2.6793
2022-04-07 00:30 | 2.5721 | 2.5721
2022-04-07 01:00 | 2.5185 | 2.5185
2022-04-07 01:30 | 2.465 | 2.465
2022-04-07 02:00 | 2.4114 | 2.4114
2022-04-07 02:30 | 2.2506 | 2.2506
2022-04-07 03:00 | 2.3578 | 2.3578
2022-04-07 03:30 | 2.197 | 2.197
2022-04-07 04:00 | 2.3042 | 2.3042
2022-04-07 04:30 | 2.197 | 2.197
2022-04-07 05:00 | 2.3042 | 2.3042
2022-04-07 05:30 | 2.4121 | 2.4121
2022-04-07 06:00 | 2.5721 | 2.5721
2022-04-07 06:30 | 2.5721 | 2.5721
2022-04-07 07:00 | 2.5721 | 2.5721
2022-04-07 07:30 | 2.5797 | 2.5797
2022-04-07 08:00 | 2.7329 | 2.7329
2022-04-07 08:30 | 2.6793 | 2.6793
2022-04-07 09:00 | 2.6793 | 2.6793
2022-04-07 09:30 | 2.6793 | 2.6793
2022-04-07 10:00 | 2.7865 | 2.7865
2022-04-07 10:30 | 2.7329 | 2.7329
2022-04-07 11:00 | 3.0008 | 3.0008
2022-04-07 11:30 | 3.1616 | 3.1616
2022-04-07 12:00 | 3.3398 | 3.3398
2022-04-07 12:30 | 3.3223 | 3.3223
2022-04-07 13:00 | 3.5903 | 3.5903
2022-04-07 13:30 | 3.6974 | 3.6974
2022-04-07 14:00 | 3.8046 | 3.8046
2022-04-07 14:30 | 3.9118 | 3.9118
2022-04-07 15:00 | 4.2333 | 4.2333
2022-04-07 15:30 | 4.2869 | 4.2869
2022-04-07 16:00 | 4.5363 | 4.5363
2022-04-07 16:30 | 4.6084 | 4.6084
2022-04-07 17:00 | 4.662 | 4.662
2022-04-07 17:30 | 4.9299 | 4.9299
2022-04-07 18:00 | 4.8227 | 4.8227
2022-04-07 18:30 | 4.7156 | 4.7156
2022-04-07 19:00 | 4.8763 | 4.8763
2022-04-07 19:30 | 4.6084 | 4.6084
2022-04-07 20:00 | 4.3994 | 4.3994
2022-04-07 20:30 | 4.0725 | 4.0725
2022-04-07 21:00 | 3.8046 | 3.8046
2022-04-07 21:30 | 3.751 | 3.751
2022-04-07 22:00 | 3.2687 | 3.2687
2022-04-07 22:30 | 3.1616 | 3.1616
2022-04-07 23:00 | 2.8936 | 2.8936
2022-04-07 23:30 | 2.7865 | 2.7865
2022-04-08 | 2.7329 | 2.7329
2022-04-08 00:30 | 2.5185 | 2.5185
2022-04-08 01:00 | 2.465 | 2.465
2022-04-08 01:30 | 2.465 | 2.465
2022-04-08 02:00 | 2.3578 | 2.3578
2022-04-08 02:30 | 2.3578 | 2.3578
2022-04-08 03:00 | 2.197 | 2.197
2022-04-08 03:30 | 2.197 | 2.197
2022-04-08 04:00 | 2.197 | 2.197
2022-04-08 04:30 | 2.197 | 2.197
2022-04-08 05:00 | 2.197 | 2.197
2022-04-08 05:30 | 2.4114 | 2.4114
2022-04-08 06:00 | 2.5185 | 2.5185
2022-04-08 06:30 | 2.5693 | 2.5693
2022-04-08 07:00 | 2.465 | 2.465
2022-04-08 07:30 | 2.5592 | 2.5592
2022-04-08 08:00 | 2.6257 | 2.6257
2022-04-08 08:30 | 2.4114 | 2.4114
2022-04-08 09:00 | 2.5185 | 2.5185
2022-04-08 09:30 | 2.3042 | 2.3042
2022-04-08 10:00 | 2.5185 | 2.5185
2022-04-08 10:30 | 2.465 | 2.465
2022-04-08 11:00 | 2.6793 | 2.6793
2022-04-08 11:30 | 2.9472 | 2.9472
2022-04-08 12:00 | 3.0544 | 3.0544
2022-04-08 12:30 | 3.2687 | 3.2687
2022-04-08 13:00 | 3.4295 | 3.4295
2022-04-08 13:30 | 3.4831 | 3.4831
2022-04-08 14:00 | 3.6438 | 3.6438
2022-04-08 14:30 | 3.751 | 3.751
2022-04-08 15:00 | 4.0725 | 4.0725
2022-04-08 15:30 | 4.1797 | 4.1797
2022-04-08 16:00 | 4.3405 | 4.3405
2022-04-08 16:30 | 4.6504 | 4.6504
2022-04-08 17:00 | 4.662 | 4.662
2022-04-08 17:30 | 5.0207 | 5.0207
2022-04-08 18:00 | 4.9299 | 4.9299
2022-04-08 18:30 | 4.8763 | 4.8763
2022-04-08 19:00 | 4.8763 | 4.8763
2022-04-08 19:30 | 4.5548 | 4.5548
2022-04-08 20:00 | 4.2333 | 4.2333
2022-04-08 20:30 | 3.9654 | 3.9654
2022-04-08 21:00 | 3.5543 | 3.5543
2022-04-08 21:30 | 3.5367 | 3.5367
2022-04-08 22:00 | 3.2152 | 3.2152
2022-04-08 22:30 | 2.9472 | 2.9472
2022-04-08 23:00 | 2.7865 | 2.7865
2022-04-08 23:30 | 2.6257 | 2.6257
2022-04-09 | 2.6257 | 2.6257
2022-04-09 00:30 | 2.465 | 2.465
2022-04-09 01:00 | 2.2506 | 2.2506
2022-04-09 01:30 | 2.2506 | 2.2506
2022-04-09 02:00 | 2.0899 | 2.0899
2022-04-09 02:30 | 2.0899 | 2.0899
2022-04-09 03:00 | 2.197 | 2.197
2022-04-09 03:30 | 2.0899 | 2.0899
2022-04-09 04:00 | 2.1434 | 2.1434
2022-04-09 04:30 | 2.197 | 2.197
2022-04-09 05:00 | 2.1434 | 2.1434
2022-04-09 05:30 | 2.2506 | 2.2506
2022-04-09 06:00 | 2.1434 | 2.1434
2022-04-09 06:30 | 2.3042 | 2.3042
2022-04-09 07:00 | 2.2506 | 2.2506
2022-04-09 07:30 | 2.3578 | 2.3578
2022-04-09 08:00 | 2.4114 | 2.4114
2022-04-09 08:30 | 2.465 | 2.465
2022-04-09 09:00 | 2.3042 | 2.3042
2022-04-09 09:30 | 2.5185 | 2.5185
2022-04-09 10:00 | 2.5185 | 2.5185
2022-04-09 10:30 | 2.6793 | 2.6793
2022-04-09 11:00 | 2.9472 | 2.9472
2022-04-09 11:30 | 3.1616 | 3.1616
2022-04-09 12:00 | 3.2687 | 3.2687
2022-04-09 12:30 | 3.3759 | 3.3759
2022-04-09 13:00 | 3.5903 | 3.5903
2022-04-09 13:30 | 3.8582 | 3.8582
2022-04-09 14:00 | 4.1261 | 4.1261
2022-04-09 14:30 | 4.1797 | 4.1797
2022-04-09 15:00 | 4.3405 | 4.3405
2022-04-09 15:30 | 4.5548 | 4.5548
2022-04-09 16:00 | 4.7692 | 4.7692
2022-04-09 16:30 | 4.8227 | 4.8227
2022-04-09 17:00 | 5.0371 | 5.0371
2022-04-09 17:30 | 5.1978 | 5.1978
2022-04-09 18:00 | 5.305 | 5.305
2022-04-09 18:30 | 5.0371 | 5.0371
2022-04-09 19:00 | 5.0907 | 5.0907
2022-04-09 19:30 | 5.0352 | 5.0352
2022-04-09 20:00 | 4.5012 | 4.5012
2022-04-09 20:30 | 4.1261 | 4.1261
2022-04-09 21:00 | 3.9118 | 3.9118
2022-04-09 21:30 | 3.5903 | 3.5903
2022-04-09 22:00 | 3.3223 | 3.3223
2022-04-09 22:30 | 3.1616 | 3.1616
2022-04-09 23:00 | 2.9472 | 2.9472
2022-04-09 23:30 | 2.8936 | 2.8936
2022-04-10 | 2.7329 | 2.7329
2022-04-10 00:30 | 2.6257 | 2.6257
2022-04-10 01:00 | 2.7329 | 2.7329
2022-04-10 01:30 | 2.6257 | 2.6257
2022-04-10 02:00 | 2.4114 | 2.4114
2022-04-10 02:30 | 2.4114 | 2.4114
2022-04-10 03:00 | 2.4114 | 2.4114
2022-04-10 03:30 | 2.4114 | 2.4114
2022-04-10 04:00 | 2.3042 | 2.3042
2022-04-10 04:30 | 2.3042 | 2.3042
2022-04-10 05:00 | 2.3578 | 2.3578
2022-04-10 05:30 | 2.465 | 2.465
2022-04-10 06:00 | 2.465 | 2.465
2022-04-10 06:30 | 2.4114 | 2.4114
2022-04-10 07:00 | 2.5185 | 2.5185
2022-04-10 07:30 | 2.5185 | 2.5185
2022-04-10 08:00 | 2.5185 | 2.5185
2022-04-10 08:30 | 2.8936 | 2.8936
2022-04-10 09:00 | 2.7329 | 2.7329
2022-04-10 09:30 | 2.8401 | 2.8401
2022-04-10 10:00 | 2.9472 | 2.9472
2022-04-10 10:30 | 3.1616 | 3.1616
2022-04-10 11:00 | 3.5903 | 3.5903
2022-04-10 11:30 | 3.6438 | 3.6438
2022-04-10 12:00 | 3.9118 | 3.9118
2022-04-10 12:30 | 4.0189 | 4.0189
2022-04-10 13:00 | 4.1797 | 4.1797
2022-04-10 13:30 | 4.0189 | 4.0189
2022-04-10 14:00 | 4.2333 | 4.2333
2022-04-10 14:30 | 4.2333 | 4.2333
2022-04-10 15:00 | 4.4476 | 4.4476
2022-04-10 15:30 | 5.2514 | 5.2514
2022-04-10 16:00 | 4.8763 | 4.8763
2022-04-10 16:30 | 5.2514 | 5.2514
2022-04-10 17:00 | 5.305 | 5.305
2022-04-10 17:30 | 5.5194 | 5.5194
2022-04-10 18:00 | 5.6801 | 5.6801
2022-04-10 18:30 | 5.5194 | 5.5194
2022-04-10 19:00 | 5.5194 | 5.5194
2022-04-10 19:30 | 5.2514 | 5.2514
2022-04-10 20:00 | 4.9299 | 4.9299
2022-04-10 20:30 | 4.662 | 4.662
2022-04-10 21:00 | 4.2333 | 4.2333
2022-04-10 21:30 | 4.0189 | 4.0189
2022-04-10 22:00 | 3.765 | 3.765
2022-04-10 22:30 | 3.5903 | 3.5903
2022-04-10 23:00 | 3.5367 | 3.5367
2022-04-10 23:30 | 3.3223 | 3.3223
2022-04-11 | 3.2687 | 3.2687
2022-04-11 00:30 | 3.108 | 3.108
2022-04-11 01:00 | 3.0544 | 3.0544
2022-04-11 01:30 | 3.1616 | 3.1616
2022-04-11 02:00 | 2.9472 | 2.9472
2022-04-11 02:30 | 3.0008 | 3.0008
2022-04-11 03:00 | 2.8936 | 2.8936
2022-04-11 03:30 | 2.8401 | 2.8401
2022-04-11 04:00 | 2.9472 | 2.9472
2022-04-11 04:30 | 2.9472 | 2.9472
2022-04-11 05:00 | 2.9472 | 2.9472
2022-04-11 05:30 | 3.1616 | 3.1616
2022-04-11 06:00 | 3.2152 | 3.2152
2022-04-11 06:30 | 3.3759 | 3.3759
2022-04-11 07:00 | 3.2687 | 3.2687
2022-04-11 07:30 | 3.4831 | 3.4831
2022-04-11 08:00 | 3.5903 | 3.5903
2022-04-11 08:30 | 3.5903 | 3.5903
2022-04-11 09:00 | 3.5903 | 3.5903
2022-04-11 09:30 | 3.6974 | 3.6974
2022-04-11 10:00 | 4.1797 | 4.1797
2022-04-11 10:30 | 3.9118 | 3.9118
2022-04-11 11:00 | 3.9654 | 3.9654
2022-04-11 11:30 | 4.5548 | 4.5548
2022-04-11 12:00 | 4.8763 | 4.8763
2022-04-11 12:30 | 4.5548 | 4.5548
2022-04-11 13:00 | 4.5012 | 4.5012
2022-04-11 13:30 | 4.3941 | 4.3941
2022-04-11 14:00 | 4.8763 | 4.8763
2022-04-11 14:30 | 5.1978 | 5.1978
2022-04-11 15:00 | 4.7692 | 4.7692
2022-04-11 15:30 | 5.0371 | 5.0371
2022-04-11 16:00 | 5.4122 | 5.4122
2022-04-11 16:30 | 5.1978 | 5.1978
2022-04-11 17:00 | 5.5194 | 5.5194
2022-04-11 17:30 | 5.5194 | 5.5194
2022-04-11 18:00 | 5.6265 | 5.6265
2022-04-11 18:30 | 5.6265 | 5.6265
2022-04-11 19:00 | 5.6265 | 5.6265
2022-04-11 19:30 | 5.305 | 5.305
2022-04-11 20:00 | 4.8763 | 4.8763
2022-04-11 20:30 | 4.662 | 4.662
2022-04-11 21:00 | 4.3405 | 4.3405
2022-04-11 21:30 | 3.9654 | 3.9654
2022-04-11 22:00 | 3.7807 | 3.7807
2022-04-11 22:30 | 3.4831 | 3.4831
2022-04-11 23:00 | 3.3223 | 3.3223
2022-04-11 23:30 | 3.2152 | 3.2152
2022-04-12 | 3.0544 | 3.0544
2022-04-12 00:30 | 3.0544 | 3.0544
2022-04-12 01:00 | 2.9472 | 2.9472
2022-04-12 01:30 | 2.8936 | 2.8936
2022-04-12 02:00 | 2.8401 | 2.8401
2022-04-12 02:30 | 2.7329 | 2.7329
2022-04-12 03:00 | 2.8401 | 2.8401
2022-04-12 03:30 | 2.7329 | 2.7329
2022-04-12 04:00 | 2.7329 | 2.7329
2022-04-12 04:30 | 2.7865 | 2.7865
2022-04-12 05:00 | 2.7329 | 2.7329
2022-04-12 05:30 | 2.8936 | 2.8936
2022-04-12 06:00 | 2.9472 | 2.9472
2022-04-12 06:30 | 3.0008 | 3.0008
2022-04-12 07:00 | 3.0008 | 3.0008
2022-04-12 07:30 | 3.0008 | 3.0008
2022-04-12 08:00 | 3.1616 | 3.1616
2022-04-12 08:30 | 3.2152 | 3.2152
2022-04-12 09:00 | 3.2687 | 3.2687
2022-04-12 09:30 | 3.2152 | 3.2152
2022-04-12 10:00 | 3.4295 | 3.4295
2022-04-12 10:30 | 3.5903 | 3.5903
2022-04-12 11:00 | 3.5903 | 3.5903
2022-04-12 11:30 | 3.751 | 3.751
2022-04-12 12:00 | 4.0189 | 4.0189
2022-04-12 12:30 | 4.1797 | 4.1797
2022-04-12 13:00 | 4.2333 | 4.2333
2022-04-12 13:30 | 4.3405 | 4.3405
2022-04-12 14:00 | 4.3941 | 4.3941
2022-04-12 14:30 | 4.5012 | 4.5012
2022-04-12 15:00 | 4.7692 | 4.7692
2022-04-12 15:30 | 4.8227 | 4.8227
2022-04-12 16:00 | 5.1978 | 5.1978
2022-04-12 16:30 | 5.1978 | 5.1978
2022-04-12 17:00 | 5.4658 | 5.4658
2022-04-12 17:30 | 5.5194 | 5.5194
2022-04-12 18:00 | 5.5194 | 5.5194
2022-04-12 18:30 | 5.5834 | 5.5834
2022-04-12 19:00 | 5.7873 | 5.7873
2022-04-12 19:30 | 5.4122 | 5.4122
2022-04-12 20:00 | 5.0907 | 5.0907
2022-04-12 20:30 | 4.7692 | 4.7692
2022-04-12 21:00 | 4.4476 | 4.4476
2022-04-12 21:30 | 4.3941 | 4.3941
2022-04-12 22:00 | 3.9654 | 3.9654
2022-04-12 22:30 | 3.8046 | 3.8046
2022-04-12 23:00 | 3.5903 | 3.5903
2022-04-12 23:30 | 3.4837 | 3.4837
2022-04-13 | 3.4295 | 3.4295
2022-04-13 00:30 | 3.2687 | 3.2687
2022-04-13 01:00 | 3.2687 | 3.2687
2022-04-13 01:30 | 3.1616 | 3.1616
2022-04-13 02:00 | 3.0544 | 3.0544
2022-04-13 02:30 | 3.0008 | 3.0008
2022-04-13 03:00 | 2.8401 | 2.8401
2022-04-13 03:30 | 2.8401 | 2.8401
2022-04-13 04:00 | 2.7865 | 2.7865
2022-04-13 04:30 | 2.7329 | 2.7329
2022-04-13 05:00 | 2.8401 | 2.8401
2022-04-13 05:30 | 2.8401 | 2.8401
2022-04-13 06:00 | 3.0544 | 3.0544
2022-04-13 06:30 | 3.0008 | 3.0008
2022-04-13 07:00 | 3.108 | 3.108
2022-04-13 07:30 | 3.108 | 3.108
2022-04-13 08:00 | 3.108 | 3.108
2022-04-13 08:30 | 3.2687 | 3.2687
2022-04-13 09:00 | 3.1616 | 3.1616
2022-04-13 09:30 | 3.2687 | 3.2687
2022-04-13 10:00 | 3.4831 | 3.4831
2022-04-13 10:30 | 3.4295 | 3.4295
2022-04-13 11:00 | 3.5367 | 3.5367
2022-04-13 11:30 | 3.751 | 3.751
2022-04-13 12:00 | 3.8582 | 3.8582
2022-04-13 12:30 | 4.1261 | 4.1261
2022-04-13 13:00 | 3.9654 | 3.9654
2022-04-13 13:30 | 4.2333 | 4.2333
2022-04-13 14:00 | 4.2333 | 4.2333
2022-04-13 14:30 | 4.5012 | 4.5012
2022-04-13 15:00 | 4.5548 | 4.5548
2022-04-13 15:30 | 4.7692 | 4.7692
2022-04-13 16:00 | 4.9299 | 4.9299
2022-04-13 16:30 | 5.2514 | 5.2514
2022-04-13 17:00 | 5.4122 | 5.4122
2022-04-13 17:30 | 5.5194 | 5.5194
2022-04-13 18:00 | 5.4122 | 5.4122
2022-04-13 18:30 | 5.6265 | 5.6265
2022-04-13 19:00 | 5.5194 | 5.5194
2022-04-13 19:30 | 5.2514 | 5.2514
2022-04-13 20:00 | 4.9835 | 4.9835
2022-04-13 20:30 | 4.5012 | 4.5012
2022-04-13 21:00 | 4.2333 | 4.2333
2022-04-13 21:30 | 4.0725 | 4.0725
2022-04-13 22:00 | 3.6974 | 3.6974
2022-04-13 22:30 | 3.5903 | 3.5903
2022-04-13 23:00 | 3.3223 | 3.3223
2022-04-13 23:30 | 3.1616 | 3.1616
2022-04-14 | 3.0544 | 3.0544
2022-04-14 00:30 | 2.8936 | 2.8936
2022-04-14 01:00 | 2.8401 | 2.8401
2022-04-14 01:30 | 2.7935 | 2.7935
2022-04-14 02:00 | 2.6879 | 2.6879
2022-04-14 02:30 | 2.7329 | 2.7329
2022-04-14 03:00 | 2.6257 | 2.6257
2022-04-14 03:30 | 2.5398 | 2.5398
2022-04-14 04:00 | 2.5721 | 2.5721
2022-04-14 04:30 | 2.5877 | 2.5877
2022-04-14 05:00 | 2.7294 | 2.7294
2022-04-14 05:30 | 2.6257 | 2.6257
2022-04-14 06:00 | 2.7329 | 2.7329
2022-04-14 06:30 | 2.7865 | 2.7865
2022-04-14 07:00 | 2.7329 | 2.7329
2022-04-14 07:30 | 2.8936 | 2.8936
2022-04-14 08:00 | 2.8401 | 2.8401
2022-04-14 08:30 | 3.0008 | 3.0008
2022-04-14 09:00 | 2.8936 | 2.8936
2022-04-14 09:30 | 3.0008 | 3.0008
2022-04-14 10:00 | 3.0544 | 3.0544
2022-04-14 10:30 | 3.0544 | 3.0544
2022-04-14 11:00 | 3.108 | 3.108
2022-04-14 11:30 | 3.4295 | 3.4295
2022-04-14 12:00 | 3.4831 | 3.4831
2022-04-14 12:30 | 3.6974 | 3.6974
2022-04-14 13:00 | 3.5903 | 3.5903
2022-04-14 13:30 | 3.9654 | 3.9654
2022-04-14 14:00 | 3.9118 | 3.9118
2022-04-14 14:30 | 4.0725 | 4.0725
2022-04-14 15:00 | 4.3405 | 4.3405
2022-04-14 15:30 | 4.3405 | 4.3405
2022-04-14 16:00 | 4.5548 | 4.5548
2022-04-14 16:30 | 4.7692 | 4.7692
2022-04-14 17:00 | 4.8763 | 4.8763
2022-04-14 17:30 | 4.8763 | 4.8763
2022-04-14 18:00 | 4.8227 | 4.8227
2022-04-14 18:30 | 4.9299 | 4.9299
2022-04-14 19:00 | 4.9299 | 4.9299
2022-04-14 19:30 | 4.7156 | 4.7156
2022-04-14 20:00 | 4.5012 | 4.5012
2022-04-14 20:30 | 4.3405 | 4.3405
2022-04-14 21:00 | 4.0189 | 4.0189
2022-04-14 21:30 | 3.8582 | 3.8582
2022-04-14 22:00 | 3.5903 | 3.5903
2022-04-14 22:30 | 3.3759 | 3.3759
2022-04-14 23:00 | 3.108 | 3.108
2022-04-14 23:30 | 3.0544 | 3.0544
2022-04-15 | 2.9472 | 2.9472
2022-04-15 00:30 | 2.7865 | 2.7865
2022-04-15 01:00 | 2.7329 | 2.7329
2022-04-15 01:30 | 2.6257 | 2.6257
2022-04-15 02:00 | 2.5721 | 2.5721
2022-04-15 02:30 | 2.6257 | 2.6257
2022-04-15 03:00 | 2.465 | 2.465
2022-04-15 03:30 | 2.465 | 2.465
2022-04-15 04:00 | 2.4114 | 2.4114
2022-04-15 04:30 | 2.4114 | 2.4114
2022-04-15 05:00 | 2.4114 | 2.4114
2022-04-15 05:30 | 2.3578 | 2.3578
2022-04-15 06:00 | 2.465 | 2.465
2022-04-15 06:30 | 2.3578 | 2.3578
2022-04-15 07:00 | 2.4114 | 2.4114
2022-04-15 07:30 | 2.5185 | 2.5185
2022-04-15 08:00 | 2.3578 | 2.3578
2022-04-15 08:30 | 2.5185 | 2.5185
2022-04-15 09:00 | 2.5185 | 2.5185
2022-04-15 09:30 | 2.5185 | 2.5185
2022-04-15 10:00 | 2.6793 | 2.6793
2022-04-15 10:30 | 2.6793 | 2.6793
2022-04-15 11:00 | 2.8618 | 2.8618
2022-04-15 11:30 | 2.9472 | 2.9472
2022-04-15 12:00 | 3.1616 | 3.1616
2022-04-15 12:30 | 3.2152 | 3.2152
2022-04-15 13:00 | 3.2687 | 3.2687
2022-04-15 13:30 | 3.4295 | 3.4295
2022-04-15 14:00 | 3.8046 | 3.8046
2022-04-15 14:30 | 3.9118 | 3.9118
2022-04-15 15:00 | 3.751 | 3.751
2022-04-15 15:30 | 4.0189 | 4.0189
2022-04-15 16:00 | 4.1261 | 4.1261
2022-04-15 16:30 | 4.2333 | 4.2333
2022-04-15 17:00 | 4.7156 | 4.7156
2022-04-15 17:30 | 4.5012 | 4.5012
2022-04-15 18:00 | 4.5548 | 4.5548
2022-04-15 18:30 | 4.5548 | 4.5548
2022-04-15 19:00 | 4.5548 | 4.5548
2022-04-15 19:30 | 4.2869 | 4.2869
2022-04-15 20:00 | 4.0725 | 4.0725
2022-04-15 20:30 | 3.9118 | 3.9118
2022-04-15 21:00 | 3.751 | 3.751
2022-04-15 21:30 | 3.5903 | 3.5903
2022-04-15 22:00 | 3.3759 | 3.3759
2022-04-15 22:30 | 3.0544 | 3.0544
2022-04-15 23:00 | 3.1616 | 3.1616
2022-04-15 23:30 | 2.9472 | 2.9472
2022-04-16 | 2.8936 | 2.8936
2022-04-16 00:30 | 2.7865 | 2.7865
2022-04-16 01:00 | 2.6257 | 2.6257
2022-04-16 01:30 | 2.5721 | 2.5721
2022-04-16 02:00 | 2.4114 | 2.4114
2022-04-16 02:30 | 2.4114 | 2.4114
2022-04-16 03:00 | 2.465 | 2.465
2022-04-16 03:30 | 2.3042 | 2.3042
2022-04-16 04:00 | 2.3578 | 2.3578
2022-04-16 04:30 | 2.3578 | 2.3578
2022-04-16 05:00 | 2.3578 | 2.3578
2022-04-16 05:30 | 2.3578 | 2.3578
2022-04-16 06:00 | 2.3042 | 2.3042
2022-04-16 06:30 | 2.2506 | 2.2506
2022-04-16 07:00 | 2.3578 | 2.3578
2022-04-16 07:30 | 2.3578 | 2.3578
2022-04-16 08:00 | 2.465 | 2.465
2022-04-16 08:30 | 2.3578 | 2.3578
2022-04-16 09:00 | 2.4114 | 2.4114
2022-04-16 09:30 | 2.465 | 2.465
2022-04-16 10:00 | 2.5185 | 2.5185
2022-04-16 10:30 | 2.7329 | 2.7329
2022-04-16 11:00 | 2.7329 | 2.7329
2022-04-16 11:30 | 2.8936 | 2.8936
2022-04-16 12:00 | 3.0544 | 3.0544
2022-04-16 12:30 | 3.0544 | 3.0544
2022-04-16 13:00 | 3.1616 | 3.1616
2022-04-16 13:30 | 3.2687 | 3.2687
2022-04-16 14:00 | 3.3759 | 3.3759
2022-04-16 14:30 | 3.8046 | 3.8046
2022-04-16 15:00 | 3.5903 | 3.5903
2022-04-16 15:30 | 4.1261 | 4.1261
2022-04-16 16:00 | 4.2869 | 4.2869
2022-04-16 16:30 | 4.0189 | 4.0189
2022-04-16 17:00 | 4.4476 | 4.4476
2022-04-16 17:30 | 4.3405 | 4.3405
2022-04-16 18:00 | 4.4476 | 4.4476
2022-04-16 18:30 | 4.3405 | 4.3405
2022-04-16 19:00 | 4.2869 | 4.2869
2022-04-16 19:30 | 4.1261 | 4.1261
2022-04-16 20:00 | 3.8582 | 3.8582
2022-04-16 20:30 | 3.6974 | 3.6974
2022-04-16 21:00 | 3.5903 | 3.5903
2022-04-16 21:30 | 3.3223 | 3.3223
2022-04-16 22:00 | 3.2152 | 3.2152
2022-04-16 22:30 | 2.9472 | 2.9472
2022-04-16 23:00 | 2.8936 | 2.8936
2022-04-16 23:30 | 2.7329 | 2.7329
2022-04-17 | 2.7329 | 2.7329
2022-04-17 00:30 | 2.6257 | 2.6257
2022-04-17 01:00 | 2.4114 | 2.4114
2022-04-17 01:30 | 2.5185 | 2.5185
2022-04-17 02:00 | 2.4114 | 2.4114
2022-04-17 02:30 | 2.2506 | 2.2506
2022-04-17 03:00 | 2.3578 | 2.3578
2022-04-17 03:30 | 2.1434 | 2.1434
2022-04-17 04:00 | 2.197 | 2.197
2022-04-17 04:30 | 2.1434 | 2.1434
2022-04-17 05:00 | 2.1434 | 2.1434
2022-04-17 05:30 | 2.197 | 2.197
2022-04-17 06:00 | 2.0899 | 2.0899
2022-04-17 06:30 | 2.197 | 2.197
2022-04-17 07:00 | 2.197 | 2.197
2022-04-17 07:30 | 2.0363 | 2.0363
2022-04-17 08:00 | 2.197 | 2.197
2022-04-17 08:30 | 2.1434 | 2.1434
2022-04-17 09:00 | 2.1434 | 2.1434
2022-04-17 09:30 | 2.2506 | 2.2506
2022-04-17 10:00 | 2.0363 | 2.0363
2022-04-17 10:30 | 2.1434 | 2.1434
2022-04-17 11:00 | 2.197 | 2.197
2022-04-17 11:30 | 2.3578 | 2.3578
2022-04-17 12:00 | 2.5721 | 2.5721
2022-04-17 12:30 | 2.6793 | 2.6793
2022-04-17 13:00 | 2.8936 | 2.8936
2022-04-17 13:30 | 3.2687 | 3.2687
2022-04-17 14:00 | 3.2687 | 3.2687
2022-04-17 14:30 | 3.2687 | 3.2687
2022-04-17 15:00 | 3.3759 | 3.3759
2022-04-17 15:30 | 3.6438 | 3.6438
2022-04-17 16:00 | 3.6974 | 3.6974
2022-04-17 16:30 | 3.9118 | 3.9118
2022-04-17 17:00 | 4.1261 | 4.1261
2022-04-17 17:30 | 4.1797 | 4.1797
2022-04-17 18:00 | 4.2333 | 4.2333
2022-04-17 18:30 | 4.1797 | 4.1797
2022-04-17 19:00 | 4.3405 | 4.3405
2022-04-17 19:30 | 4.0725 | 4.0725
2022-04-17 20:00 | 3.6438 | 3.6438
2022-04-17 20:30 | 3.5367 | 3.5367
2022-04-17 21:00 | 3.108 | 3.108
2022-04-17 21:30 | 3.0544 | 3.0544
2022-04-17 22:00 | 2.7865 | 2.7865
2022-04-17 22:30 | 2.6257 | 2.6257
2022-04-17 23:00 | 2.6257 | 2.6257
2022-04-17 23:30 | 2.3578 | 2.3578
2022-04-18 | 2.3578 | 2.3578
2022-04-18 00:30 | 2.3042 | 2.3042
2022-04-18 01:00 | 2.1434 | 2.1434
2022-04-18 01:30 | 2.197 | 2.197
2022-04-18 02:00 | 2.1434 | 2.1434
2022-04-18 02:30 | 2.2506 | 2.2506
2022-04-18 03:00 | 2.1434 | 2.1434
2022-04-18 03:30 | 2.0899 | 2.0899
2022-04-18 04:00 | 1.9827 | 1.9827
2022-04-18 04:30 | 2.0363 | 2.0363
2022-04-18 05:00 | 2.197 | 2.197
2022-04-18 05:30 | 2.0899 | 2.0899
2022-04-18 06:00 | 2.197 | 2.197
2022-04-18 06:30 | 2.197 | 2.197
2022-04-18 07:00 | 2.0899 | 2.0899
2022-04-18 07:30 | 2.0899 | 2.0899
2022-04-18 08:00 | 2.1434 | 2.1434
2022-04-18 08:30 | 2.1434 | 2.1434
2022-04-18 09:00 | 2.3042 | 2.3042
2022-04-18 09:30 | 2.2506 | 2.2506
2022-04-18 10:00 | 2.2506 | 2.2506
2022-04-18 10:30 | 2.465 | 2.465
2022-04-18 11:00 | 2.5721 | 2.5721
2022-04-18 11:30 | 2.6257 | 2.6257
2022-04-18 12:00 | 2.7865 | 2.7865
2022-04-18 12:30 | 3.0544 | 3.0544
2022-04-18 13:00 | 3.1616 | 3.1616
2022-04-18 13:30 | 3.3759 | 3.3759
2022-04-18 14:00 | 3.4831 | 3.4831
2022-04-18 14:30 | 3.5903 | 3.5903
2022-04-18 15:00 | 3.8582 | 3.8582
2022-04-18 15:30 | 4.1261 | 4.1261
2022-04-18 16:00 | 4.1261 | 4.1261
2022-04-18 16:30 | 4.4619 | 4.4619
2022-04-18 17:00 | 4.6084 | 4.6084
2022-04-18 17:30 | 4.8227 | 4.8227
2022-04-18 18:00 | 4.8227 | 4.8227
2022-04-18 18:30 | 4.577 | 4.577
2022-04-18 19:00 | 4.7692 | 4.7692
2022-04-18 19:30 | 4.3941 | 4.3941
2022-04-18 20:00 | 4.0189 | 4.0189
2022-04-18 20:30 | 3.751 | 3.751
2022-04-18 21:00 | 3.5367 | 3.5367
2022-04-18 21:30 | 3.4831 | 3.4831
2022-04-18 22:00 | 3.0544 | 3.0544
2022-04-18 22:30 | 2.7329 | 2.7329
2022-04-18 23:00 | 2.6257 | 2.6257
2022-04-18 23:30 | 2.6257 | 2.6257
2022-04-19 | 2.465 | 2.465
2022-04-19 00:30 | 2.3042 | 2.3042
2022-04-19 01:00 | 2.197 | 2.197
2022-04-19 01:30 | 2.197 | 2.197
2022-04-19 02:00 | 2.0899 | 2.0899
2022-04-19 02:30 | 2.0899 | 2.0899
2022-04-19 03:00 | 2.0363 | 2.0363
2022-04-19 03:30 | 2.0899 | 2.0899
2022-04-19 04:00 | 2.0363 | 2.0363
2022-04-19 04:30 | 2.0899 | 2.0899
2022-04-19 05:00 | 2.197 | 2.197
2022-04-19 05:30 | 2.2506 | 2.2506
2022-04-19 06:00 | 2.3578 | 2.3578
2022-04-19 06:30 | 2.6257 | 2.6257
2022-04-19 07:00 | 2.5185 | 2.5185
2022-04-19 07:30 | 2.5721 | 2.5721
2022-04-19 08:00 | 2.7329 | 2.7329
2022-04-19 08:30 | 2.7329 | 2.7329
2022-04-19 09:00 | 2.6257 | 2.6257
2022-04-19 09:30 | 2.6793 | 2.6793
2022-04-19 10:00 | 2.6257 | 2.6257
2022-04-19 10:30 | 2.7329 | 2.7329
2022-04-19 11:00 | 2.9472 | 2.9472
2022-04-19 11:30 | 3.0544 | 3.0544
2022-04-19 12:00 | 3.1616 | 3.1616
2022-04-19 12:30 | 3.5903 | 3.5903
2022-04-19 13:00 | 3.4831 | 3.4831
2022-04-19 13:30 | 3.6438 | 3.6438
2022-04-19 14:00 | 3.8582 | 3.8582
2022-04-19 14:30 | 4.0189 | 4.0189
2022-04-19 15:00 | 4.1261 | 4.1261
2022-04-19 15:30 | 4.4476 | 4.4476
2022-04-19 16:00 | 4.662 | 4.662
2022-04-19 16:30 | 4.8763 | 4.8763
2022-04-19 17:00 | 4.9299 | 4.9299
2022-04-19 17:30 | 5.1978 | 5.1978
2022-04-19 18:00 | 5.1443 | 5.1443
2022-04-19 18:30 | 5.1978 | 5.1978
2022-04-19 19:00 | 5.3586 | 5.3586
2022-04-19 19:30 | 5.0371 | 5.0371
2022-04-19 20:00 | 4.5548 | 4.5548
2022-04-19 20:30 | 4.0725 | 4.0725
2022-04-19 21:00 | 3.751 | 3.751
2022-04-19 21:30 | 3.6403 | 3.6403
2022-04-19 22:00 | 3.3759 | 3.3759
2022-04-19 22:30 | 3.108 | 3.108
2022-04-19 23:00 | 3.0008 | 3.0008
2022-04-19 23:30 | 2.9472 | 2.9472
2022-04-20 | 2.9472 | 2.9472
2022-04-20 00:30 | 2.6793 | 2.6793
2022-04-20 01:00 | 2.7329 | 2.7329
2022-04-20 01:30 | 2.5185 | 2.5185
2022-04-20 02:00 | 2.5185 | 2.5185
2022-04-20 02:30 | 2.4114 | 2.4114
2022-04-20 03:00 | 2.3578 | 2.3578
2022-04-20 03:30 | 2.3042 | 2.3042
2022-04-20 04:00 | 2.1434 | 2.1434
2022-04-20 04:30 | 2.2506 | 2.2506
2022-04-20 05:00 | 2.3578 | 2.3578
2022-04-20 05:30 | 2.4114 | 2.4114
2022-04-20 06:00 | 2.6257 | 2.6257
2022-04-20 06:30 | 2.6793 | 2.6793
2022-04-20 07:00 | 2.6793 | 2.6793
2022-04-20 07:30 | 2.7865 | 2.7865
2022-04-20 08:00 | 2.6793 | 2.6793
2022-04-20 08:30 | 2.6257 | 2.6257
2022-04-20 09:00 | 2.4114 | 2.4114
2022-04-20 09:30 | 2.5185 | 2.5185
2022-04-20 10:00 | 2.5185 | 2.5185
2022-04-20 10:30 | 2.3578 | 2.3578
2022-04-20 11:00 | 2.5721 | 2.5721
2022-04-20 11:30 | 2.7329 | 2.7329
2022-04-20 12:00 | 2.6793 | 2.6793
2022-04-20 12:30 | 3.0008 | 3.0008
2022-04-20 13:00 | 3.0544 | 3.0544
2022-04-20 13:30 | 3.2152 | 3.2152
2022-04-20 14:00 | 3.4831 | 3.4831
2022-04-20 14:30 | 3.4831 | 3.4831
2022-04-20 15:00 | 3.9118 | 3.9118
2022-04-20 15:30 | 4.0189 | 4.0189
2022-04-20 16:00 | 4.3941 | 4.3941
2022-04-20 16:30 | 4.5548 | 4.5548
2022-04-20 17:00 | 4.5548 | 4.5548
2022-04-20 17:30 | 4.7692 | 4.7692
2022-04-20 18:00 | 4.8227 | 4.8227
2022-04-20 18:30 | 4.8227 | 4.8227
2022-04-20 19:00 | 4.8763 | 4.8763
2022-04-20 19:30 | 4.662 | 4.662
2022-04-20 20:00 | 4.2869 | 4.2869
2022-04-20 20:30 | 4.0189 | 4.0189
2022-04-20 21:00 | 3.6438 | 3.6438
2022-04-20 21:30 | 3.5903 | 3.5903
2022-04-20 22:00 | 3.2687 | 3.2687
2022-04-20 22:30 | 3.0544 | 3.0544
2022-04-20 23:00 | 2.8936 | 2.8936
2022-04-20 23:30 | 2.7865 | 2.7865
2022-04-21 | 2.6793 | 2.6793
2022-04-21 00:30 | 2.5721 | 2.5721
2022-04-21 01:00 | 2.465 | 2.465
2022-04-21 01:30 | 2.4114 | 2.4114
2022-04-21 02:00 | 2.3042 | 2.3042
2022-04-21 02:30 | 2.3042 | 2.3042
2022-04-21 03:00 | 2.197 | 2.197
2022-04-21 03:30 | 2.197 | 2.197
2022-04-21 04:00 | 2.1434 | 2.1434
2022-04-21 04:30 | 2.1434 | 2.1434
2022-04-21 05:00 | 2.3578 | 2.3578
2022-04-21 05:30 | 2.2506 | 2.2506
2022-04-21 06:00 | 2.5185 | 2.5185
2022-04-21 06:30 | 2.6793 | 2.6793
2022-04-21 07:00 | 2.6793 | 2.6793
2022-04-21 07:30 | 2.6793 | 2.6793
2022-04-21 08:00 | 2.8401 | 2.8401
2022-04-21 08:30 | 2.5185 | 2.5185
2022-04-21 09:00 | 2.7329 | 2.7329
2022-04-21 09:30 | 2.5185 | 2.5185
2022-04-21 10:00 | 2.7329 | 2.7329
2022-04-21 10:30 | 2.5721 | 2.5721
2022-04-21 11:00 | 2.8401 | 2.8401
2022-04-21 11:30 | 2.7329 | 2.7329
2022-04-21 12:00 | 2.8401 | 2.8401
2022-04-21 12:30 | 3.2365 | 3.2365
2022-04-21 13:00 | 3.3295 | 3.3295
2022-04-21 13:30 | 3.4831 | 3.4831
2022-04-21 14:00 | 3.6974 | 3.6974
2022-04-21 14:30 | 3.751 | 3.751
2022-04-21 15:00 | 4.0189 | 4.0189
2022-04-21 15:30 | 4.2333 | 4.2333
2022-04-21 16:00 | 4.3405 | 4.3405
2022-04-21 16:30 | 4.5548 | 4.5548
2022-04-21 17:00 | 4.662 | 4.662
2022-04-21 17:30 | 4.9299 | 4.9299
2022-04-21 18:00 | 4.9835 | 4.9835
2022-04-21 18:30 | 4.8227 | 4.8227
2022-04-21 19:00 | 5.0907 | 5.0907
2022-04-21 19:30 | 4.8763 | 4.8763
2022-04-21 20:00 | 4.2333 | 4.2333
2022-04-21 20:30 | 4.1797 | 4.1797
2022-04-21 21:00 | 3.8582 | 3.8582
2022-04-21 21:30 | 3.6974 | 3.6974
2022-04-21 22:00 | 3.4295 | 3.4295
2022-04-21 22:30 | 3.108 | 3.108
2022-04-21 23:00 | 2.9472 | 2.9472
2022-04-21 23:30 | 2.8401 | 2.8401
2022-04-22 | 2.7329 | 2.7329
2022-04-22 00:30 | 2.7329 | 2.7329
2022-04-22 01:00 | 2.5721 | 2.5721
2022-04-22 01:30 | 2.465 | 2.465
2022-04-22 02:00 | 2.4114 | 2.4114
2022-04-22 02:30 | 2.3578 | 2.3578
2022-04-22 03:00 | 2.3578 | 2.3578
2022-04-22 03:30 | 2.3042 | 2.3042
2022-04-22 04:00 | 2.3042 | 2.3042
2022-04-22 04:30 | 2.3042 | 2.3042
2022-04-22 05:00 | 2.3578 | 2.3578
2022-04-22 05:30 | 2.5721 | 2.5721
2022-04-22 06:00 | 2.7329 | 2.7329
2022-04-22 06:30 | 2.8401 | 2.8401
2022-04-22 07:00 | 2.7865 | 2.7865
2022-04-22 07:30 | 2.8936 | 2.8936
2022-04-22 08:00 | 2.9472 | 2.9472
2022-04-22 08:30 | 2.7329 | 2.7329
2022-04-22 09:00 | 2.7329 | 2.7329
2022-04-22 09:30 | 2.6257 | 2.6257
2022-04-22 10:00 | 2.6257 | 2.6257
2022-04-22 10:30 | 2.6257 | 2.6257
2022-04-22 11:00 | 2.6257 | 2.6257
2022-04-22 11:30 | 2.7329 | 2.7329
2022-04-22 12:00 | 2.8401 | 2.8401
2022-04-22 12:30 | 2.9472 | 2.9472
2022-04-22 13:00 | 3.108 | 3.108
2022-04-22 13:30 | 3.2687 | 3.2687
2022-04-22 14:00 | 3.9118 | 3.9118
2022-04-22 14:30 | 3.4295 | 3.4295
2022-04-22 15:00 | 3.4831 | 3.4831
2022-04-22 15:30 | 3.9118 | 3.9118
2022-04-22 16:00 | 4.1797 | 4.1797
2022-04-22 16:30 | 4.1797 | 4.1797
2022-04-22 17:00 | 4.1797 | 4.1797
2022-04-22 17:30 | 4.1797 | 4.1797
2022-04-22 18:00 | 4.2333 | 4.2333
2022-04-22 18:30 | 4.2333 | 4.2333
2022-04-22 19:00 | 4.1797 | 4.1797
2022-04-22 19:30 | 4.0725 | 4.0725
2022-04-22 20:00 | 3.6974 | 3.6974
2022-04-22 20:30 | 3.4831 | 3.4831
2022-04-22 21:00 | 3.2152 | 3.2152
2022-04-22 21:30 | 3.108 | 3.108
2022-04-22 22:00 | 2.9472 | 2.9472
2022-04-22 22:30 | 2.6793 | 2.6793
2022-04-22 23:00 | 2.6257 | 2.6257
2022-04-22 23:30 | 2.465 | 2.465
2022-04-23 | 2.4114 | 2.4114
2022-04-23 00:30 | 2.3042 | 2.3042
2022-04-23 01:00 | 2.197 | 2.197
2022-04-23 01:30 | 2.197 | 2.197
2022-04-23 02:00 | 2.3042 | 2.3042
2022-04-23 02:30 | 2.0363 | 2.0363
2022-04-23 03:00 | 2.1434 | 2.1434
2022-04-23 03:30 | 2.0899 | 2.0899
2022-04-23 04:00 | 2.1434 | 2.1434
2022-04-23 04:30 | 2.197 | 2.197
2022-04-23 05:00 | 2.197 | 2.197
2022-04-23 05:30 | 2.1904 | 2.1904
2022-04-23 06:00 | 2.2506 | 2.2506
2022-04-23 06:30 | 2.3578 | 2.3578
2022-04-23 07:00 | 2.2506 | 2.2506
2022-04-23 07:30 | 2.3042 | 2.3042
2022-04-23 08:00 | 2.3042 | 2.3042
2022-04-23 08:30 | 2.5185 | 2.5185
2022-04-23 09:00 | 2.3042 | 2.3042
2022-04-23 09:30 | 2.3704 | 2.3704
2022-04-23 10:00 | 2.197 | 2.197
2022-04-23 10:30 | 2.1434 | 2.1434
2022-04-23 11:00 | 2.3042 | 2.3042
2022-04-23 11:30 | 2.0899 | 2.0899
2022-04-23 12:00 | 2.0899 | 2.0899
2022-04-23 12:30 | 2.197 | 2.197
2022-04-23 13:00 | 2.197 | 2.197
2022-04-23 13:30 | 2.0899 | 2.0899
2022-04-23 14:00 | 2.3042 | 2.3042
2022-04-23 14:30 | 2.2506 | 2.2506
2022-04-23 15:00 | 1.9291 | 1.9291
2022-04-23 15:30 | 2.197 | 2.197
2022-04-23 16:00 | 2.2506 | 2.2506
2022-04-23 16:30 | 2.3578 | 2.3578
2022-04-23 17:00 | 2.4114 | 2.4114
2022-04-23 17:30 | 2.5721 | 2.5721
2022-04-23 18:00 | 2.7865 | 2.7865
2022-04-23 18:30 | 2.9472 | 2.9472
2022-04-23 19:00 | 3.0603 | 3.0603
2022-04-23 19:30 | 2.9472 | 2.9472
2022-04-23 20:00 | 2.7329 | 2.7329
2022-04-23 20:30 | 2.7329 | 2.7329
2022-04-23 21:00 | 2.4114 | 2.4114
2022-04-23 21:30 | 2.5185 | 2.5185
2022-04-23 22:00 | 2.3578 | 2.3578
2022-04-23 22:30 | 2.2506 | 2.2506
2022-04-23 23:00 | 2.1434 | 2.1434
2022-04-23 23:30 | 1.9827 | 1.9827
2022-04-24 | 1.8755 | 1.8755
2022-04-24 00:30 | 1.9827 | 1.9827
2022-04-24 01:00 | 1.8755 | 1.8755
2022-04-24 01:30 | 1.8755 | 1.8755
2022-04-24 02:00 | 1.8755 | 1.8755
2022-04-24 02:30 | 1.8219 | 1.8219
2022-04-24 03:00 | 1.8219 | 1.8219
2022-04-24 03:30 | 1.8219 | 1.8219
2022-04-24 04:00 | 1.8219 | 1.8219
2022-04-24 04:30 | 1.9827 | 1.9827
2022-04-24 05:00 | 1.8755 | 1.8755
2022-04-24 05:30 | 1.8755 | 1.8755
2022-04-24 06:00 | 1.9827 | 1.9827
2022-04-24 06:30 | 2.0899 | 2.0899
2022-04-24 07:00 | 2.197 | 2.197
2022-04-24 07:30 | 2.1434 | 2.1434
2022-04-24 08:00 | 2.2506 | 2.2506
2022-04-24 08:30 | 2.3042 | 2.3042
2022-04-24 09:00 | 2.0899 | 2.0899
2022-04-24 09:30 | 1.9291 | 1.9291
2022-04-24 10:00 | 2.0899 | 2.0899
2022-04-24 10:30 | 2.0363 | 2.0363
2022-04-24 11:00 | 1.8755 | 1.8755
2022-04-24 11:30 | 2.0899 | 2.0899
2022-04-24 12:00 | 2.0899 | 2.0899
2022-04-24 12:30 | 2.4114 | 2.4114
2022-04-24 13:00 | 2.1434 | 2.1434
2022-04-24 13:30 | 2.197 | 2.197
2022-04-24 14:00 | 2.7329 | 2.7329
2022-04-24 14:30 | 2.5721 | 2.5721
2022-04-24 15:00 | 2.6257 | 2.6257
2022-04-24 15:30 | 2.7329 | 2.7329
2022-04-24 16:00 | 2.7865 | 2.7865
2022-04-24 16:30 | 3.108 | 3.108
2022-04-24 17:00 | 3.1616 | 3.1616
2022-04-24 17:30 | 3.0544 | 3.0544
2022-04-24 18:00 | 3.0008 | 3.0008
2022-04-24 18:30 | 3.2687 | 3.2687
2022-04-24 19:00 | 3.2687 | 3.2687
2022-04-24 19:30 | 3.2687 | 3.2687
2022-04-24 20:00 | 3.0544 | 3.0544
2022-04-24 20:30 | 2.9472 | 2.9472
2022-04-24 21:00 | 2.7329 | 2.7329
2022-04-24 21:30 | 2.7329 | 2.7329
2022-04-24 22:00 | 2.7329 | 2.7329
2022-04-24 22:30 | 2.4114 | 2.4114
2022-04-24 23:00 | 2.197 | 2.197
2022-04-24 23:30 | 2.197 | 2.197
2022-04-25 | 2.0363 | 2.0363
2022-04-25 00:30 | 2.0899 | 2.0899
2022-04-25 01:00 | 2.0899 | 2.0899
2022-04-25 01:30 | 1.9291 | 1.9291
2022-04-25 02:00 | 1.9827 | 1.9827
2022-04-25 02:30 | 1.9827 | 1.9827
2022-04-25 03:00 | 1.9291 | 1.9291
2022-04-25 03:30 | 1.9827 | 1.9827
2022-04-25 04:00 | 1.8755 | 1.8755
2022-04-25 04:30 | 1.8755 | 1.8755
2022-04-25 05:00 | 2.2506 | 2.2506
2022-04-25 05:30 | 2.0899 | 2.0899
2022-04-25 06:00 | 2.197 | 2.197
2022-04-25 06:30 | 2.3042 | 2.3042
2022-04-25 07:00 | 2.3042 | 2.3042
2022-04-25 07:30 | 2.344 | 2.344
2022-04-25 08:00 | 2.3578 | 2.3578
2022-04-25 08:30 | 2.4114 | 2.4114
2022-04-25 09:00 | 2.4114 | 2.4114
2022-04-25 09:30 | 2.465 | 2.465
2022-04-25 10:00 | 2.3042 | 2.3042
2022-04-25 10:30 | 2.3042 | 2.3042
2022-04-25 11:00 | 2.4114 | 2.4114
2022-04-25 11:30 | 2.465 | 2.465
2022-04-25 12:00 | 2.3042 | 2.3042
2022-04-25 12:30 | 2.3042 | 2.3042
2022-04-25 13:00 | 2.5185 | 2.5185
2022-04-25 13:30 | 2.3463 | 2.3463
2022-04-25 14:00 | 2.6257 | 2.6257
2022-04-25 14:30 | 2.465 | 2.465
2022-04-25 15:00 | 2.6257 | 2.6257
2022-04-25 15:30 | 2.8401 | 2.8401
2022-04-25 16:00 | 2.9472 | 2.9472
2022-04-25 16:30 | 2.7329 | 2.7329
2022-04-25 17:00 | 2.8936 | 2.8936
2022-04-25 17:30 | 3.0008 | 3.0008
2022-04-25 18:00 | 3.0544 | 3.0544
2022-04-25 18:30 | 3.2687 | 3.2687
2022-04-25 19:00 | 3.1242 | 3.1242
2022-04-25 19:30 | 2.7865 | 2.7865
2022-04-25 20:00 | 2.8401 | 2.8401
2022-04-25 20:30 | 2.5185 | 2.5185
2022-04-25 21:00 | 2.465 | 2.465
2022-04-25 21:30 | 2.4114 | 2.4114
2022-04-25 22:00 | 2.2506 | 2.2506
2022-04-25 22:30 | 2.197 | 2.197
2022-04-25 23:00 | 1.9827 | 1.9827
2022-04-25 23:30 | 1.9827 | 1.9827
2022-04-26 | 1.8755 | 1.8755
2022-04-26 00:30 | 1.8755 | 1.8755
2022-04-26 01:00 | 1.8041 | 1.8041
2022-04-26 01:30 | 1.8625 | 1.8625
2022-04-26 02:00 | 1.8219 | 1.8219
2022-04-26 02:30 | 1.7148 | 1.7148
2022-04-26 03:00 | 1.6612 | 1.6612
2022-04-26 03:30 | 1.701 | 1.701
2022-04-26 04:00 | 1.6748 | 1.6748
2022-04-26 04:30 | 1.8219 | 1.8219
2022-04-26 05:00 | 1.8219 | 1.8219
2022-04-26 05:30 | 2.0592 | 2.0592
2022-04-26 06:00 | 2.197 | 2.197
2022-04-26 06:30 | 2.4114 | 2.4114
2022-04-26 07:00 | 2.4881 | 2.4881
2022-04-26 07:30 | 2.7329 | 2.7329
2022-04-26 08:00 | 2.7329 | 2.7329
2022-04-26 08:30 | 2.4848 | 2.4848
2022-04-26 09:00 | 2.5453 | 2.5453
2022-04-26 09:30 | 2.3174 | 2.3174
2022-04-26 10:00 | 2.4114 | 2.4114
2022-04-26 10:30 | 2.6257 | 2.6257
2022-04-26 11:00 | 2.465 | 2.465
2022-04-26 11:30 | 2.5919 | 2.5919
2022-04-26 12:00 | 2.5185 | 2.5185
2022-04-26 12:30 | 2.5721 | 2.5721
2022-04-26 13:00 | 2.5185 | 2.5185
2022-04-26 13:30 | 2.4114 | 2.4114
2022-04-26 14:00 | 2.5185 | 2.5185
2022-04-26 14:30 | 2.4114 | 2.4114
2022-04-26 15:00 | 2.5721 | 2.5721
2022-04-26 15:30 | 2.5185 | 2.5185
2022-04-26 16:00 | 2.5721 | 2.5721
2022-04-26 16:30 | 2.5733 | 2.5733
2022-04-26 17:00 | 2.9472 | 2.9472
2022-04-26 17:30 | 2.9472 | 2.9472
2022-04-26 18:00 | 3.108 | 3.108
2022-04-26 18:30 | 3.4295 | 3.4295
2022-04-26 19:00 | 3.4831 | 3.4831
2022-04-26 19:30 | 3.2687 | 3.2687
2022-04-26 20:00 | 3.1344 | 3.1344
2022-04-26 20:30 | 2.9472 | 2.9472
2022-04-26 21:00 | 2.7865 | 2.7865
2022-04-26 21:30 | 2.7329 | 2.7329
2022-04-26 22:00 | 2.465 | 2.465
2022-04-26 22:30 | 2.4114 | 2.4114
2022-04-26 23:00 | 2.2506 | 2.2506
2022-04-26 23:30 | 2.197 | 2.197
2022-04-27 | 2.1434 | 2.1434
2022-04-27 00:30 | 1.9827 | 1.9827
2022-04-27 01:00 | 1.9827 | 1.9827
2022-04-27 01:30 | 2.0899 | 2.0899
2022-04-27 02:00 | 1.9827 | 1.9827
2022-04-27 02:30 | 1.9291 | 1.9291
2022-04-27 03:00 | 1.9992 | 1.9992
2022-04-27 03:30 | 1.9827 | 1.9827
2022-04-27 04:00 | 1.9171 | 1.9171
2022-04-27 04:30 | 2.0899 | 2.0899
2022-04-27 05:00 | 2.1434 | 2.1434
2022-04-27 05:30 | 2.197 | 2.197
2022-04-27 06:00 | 2.4114 | 2.4114
2022-04-27 06:30 | 2.5721 | 2.5721
2022-04-27 07:00 | 2.6257 | 2.6257
2022-04-27 07:30 | 2.8401 | 2.8401
2022-04-27 08:00 | 2.7329 | 2.7329
2022-04-27 08:30 | 2.7329 | 2.7329
2022-04-27 09:00 | 2.5185 | 2.5185
2022-04-27 09:30 | 2.2506 | 2.2506
2022-04-27 10:00 | 2.2506 | 2.2506
2022-04-27 10:30 | 2.31 | 2.31
2022-04-27 11:00 | 2.2506 | 2.2506
2022-04-27 11:30 | 2.3578 | 2.3578
2022-04-27 12:00 | 2.6257 | 2.6257
2022-04-27 12:30 | 2.5721 | 2.5721
2022-04-27 13:00 | 2.9472 | 2.9472
2022-04-27 13:30 | 2.9472 | 2.9472
2022-04-27 14:00 | 3.0008 | 3.0008
2022-04-27 14:30 | 3.4295 | 3.4295
2022-04-27 15:00 | 3.3759 | 3.3759
2022-04-27 15:30 | 3.6438 | 3.6438
2022-04-27 16:00 | 3.8046 | 3.8046
2022-04-27 16:30 | 3.6974 | 3.6974
2022-04-27 17:00 | 3.9118 | 3.9118
2022-04-27 17:30 | 3.9118 | 3.9118
2022-04-27 18:00 | 4.0189 | 4.0189
2022-04-27 18:30 | 4.0725 | 4.0725
2022-04-27 19:00 | 4.3405 | 4.3405
2022-04-27 19:30 | 4.1261 | 4.1261
2022-04-27 20:00 | 3.751 | 3.751
2022-04-27 20:30 | 3.5903 | 3.5903
2022-04-27 21:00 | 3.3507 | 3.3507
2022-04-27 21:30 | 3.1616 | 3.1616
2022-04-27 22:00 | 2.9472 | 2.9472
2022-04-27 22:30 | 2.7329 | 2.7329
2022-04-27 23:00 | 2.5185 | 2.5185
2022-04-27 23:30 | 2.4114 | 2.4114
2022-04-28 | 2.5185 | 2.5185
2022-04-28 00:30 | 2.3042 | 2.3042
2022-04-28 01:00 | 2.197 | 2.197
2022-04-28 01:30 | 2.197 | 2.197
2022-04-28 02:00 | 2.1434 | 2.1434
2022-04-28 02:30 | 2.0899 | 2.0899
2022-04-28 03:00 | 2.1434 | 2.1434
2022-04-28 03:30 | 1.9827 | 1.9827
2022-04-28 04:00 | 2.0899 | 2.0899
2022-04-28 04:30 | 2.3042 | 2.3042
2022-04-28 05:00 | 2.2506 | 2.2506
2022-04-28 05:30 | 2.3072 | 2.3072
2022-04-28 06:00 | 2.5185 | 2.5185
2022-04-28 06:30 | 2.7329 | 2.7329
2022-04-28 07:00 | 2.7232 | 2.7232
2022-04-28 07:30 | 2.8936 | 2.8936
2022-04-28 08:00 | 2.9472 | 2.9472
2022-04-28 08:30 | 2.6795 | 2.6795
2022-04-28 09:00 | 2.6257 | 2.6257
2022-04-28 09:30 | 2.8936 | 2.8936
2022-04-28 10:00 | 2.7329 | 2.7329
2022-04-28 10:30 | 2.7865 | 2.7865
2022-04-28 11:00 | 2.8936 | 2.8936
2022-04-28 11:30 | 3.0544 | 3.0544
2022-04-28 12:00 | 3.1616 | 3.1616
2022-04-28 12:30 | 3.2687 | 3.2687
2022-04-28 13:00 | 3.3759 | 3.3759
2022-04-28 13:30 | 3.5903 | 3.5903
2022-04-28 14:00 | 3.6974 | 3.6974
2022-04-28 14:30 | 4.0189 | 4.0189
2022-04-28 15:00 | 4.0189 | 4.0189
2022-04-28 15:30 | 4.3405 | 4.3405
2022-04-28 16:00 | 4.9835 | 4.9835
2022-04-28 16:30 | 4.5548 | 4.5548
2022-04-28 17:00 | 4.662 | 4.662
2022-04-28 17:30 | 4.8763 | 4.8763
2022-04-28 18:00 | 4.8763 | 4.8763
2022-04-28 18:30 | 4.9835 | 4.9835
2022-04-28 19:00 | 5.0907 | 5.0907
2022-04-28 19:30 | 4.7692 | 4.7692
2022-04-28 20:00 | 4.5012 | 4.5012
2022-04-28 20:30 | 4.1261 | 4.1261
2022-04-28 21:00 | 4.0189 | 4.0189
2022-04-28 21:30 | 3.9118 | 3.9118
2022-04-28 22:00 | 3.6438 | 3.6438
2022-04-28 22:30 | 3.2687 | 3.2687
2022-04-28 23:00 | 3.2687 | 3.2687
2022-04-28 23:30 | 3.1616 | 3.1616
2022-04-29 | 3.0008 | 3.0008
2022-04-29 00:30 | 2.8936 | 2.8936
2022-04-29 01:00 | 2.7865 | 2.7865
2022-04-29 01:30 | 2.6257 | 2.6257
2022-04-29 02:00 | 2.7329 | 2.7329
2022-04-29 02:30 | 2.6257 | 2.6257
2022-04-29 03:00 | 2.5721 | 2.5721
2022-04-29 03:30 | 2.6257 | 2.6257
2022-04-29 04:00 | 2.5721 | 2.5721
2022-04-29 04:30 | 2.6257 | 2.6257
2022-04-29 05:00 | 2.7329 | 2.7329
2022-04-29 05:30 | 2.7865 | 2.7865
2022-04-29 06:00 | 2.9472 | 2.9472
2022-04-29 06:30 | 3.0008 | 3.0008
2022-04-29 07:00 | 3.0008 | 3.0008
2022-04-29 07:30 | 3.1616 | 3.1616
2022-04-29 08:00 | 3.1616 | 3.1616
2022-04-29 08:30 | 3.0544 | 3.0544
2022-04-29 09:00 | 3.108 | 3.108
2022-04-29 09:30 | 2.8401 | 2.8401
2022-04-29 10:00 | 3.0544 | 3.0544
2022-04-29 10:30 | 3.0544 | 3.0544
2022-04-29 11:00 | 3.108 | 3.108
2022-04-29 11:30 | 3.2687 | 3.2687
2022-04-29 12:00 | 3.3223 | 3.3223
2022-04-29 12:30 | 3.4831 | 3.4831
2022-04-29 13:00 | 3.6438 | 3.6438
2022-04-29 13:30 | 3.6438 | 3.6438
2022-04-29 14:00 | 3.8046 | 3.8046
2022-04-29 14:30 | 4.0189 | 4.0189
2022-04-29 15:00 | 4.0189 | 4.0189
2022-04-29 15:30 | 4.3405 | 4.3405
2022-04-29 16:00 | 4.4476 | 4.4476
2022-04-29 16:30 | 4.7692 | 4.7692
2022-04-29 17:00 | 4.7692 | 4.7692
2022-04-29 17:30 | 4.7692 | 4.7692
2022-04-29 18:00 | 4.7692 | 4.7692
2022-04-29 18:30 | 4.7156 | 4.7156
2022-04-29 19:00 | 4.7156 | 4.7156
2022-04-29 19:30 | 4.5548 | 4.5548
2022-04-29 20:00 | 4.2803 | 4.2803
2022-04-29 20:30 | 4.0725 | 4.0725
2022-04-29 21:00 | 3.8582 | 3.8582
2022-04-29 21:30 | 3.6974 | 3.6974
2022-04-29 22:00 | 3.4831 | 3.4831
2022-04-29 22:30 | 3.2687 | 3.2687
2022-04-29 23:00 | 3.108 | 3.108
2022-04-29 23:30 | 3.0544 | 3.0544
2022-04-30 | 2.7865 | 2.7865
2022-04-30 00:30 | 2.7329 | 2.7329
2022-04-30 01:00 | 2.6257 | 2.6257
2022-04-30 01:30 | 2.5721 | 2.5721
2022-04-30 02:00 | 2.465 | 2.465
2022-04-30 02:30 | 2.3578 | 2.3578
2022-04-30 03:00 | 2.3578 | 2.3578
2022-04-30 03:30 | 2.3042 | 2.3042
2022-04-30 04:00 | 2.3042 | 2.3042
2022-04-30 04:30 | 2.3578 | 2.3578
2022-04-30 05:00 | 2.3578 | 2.3578
2022-04-30 05:30 | 2.3578 | 2.3578
2022-04-30 06:00 | 2.465 | 2.465
2022-04-30 06:30 | 2.465 | 2.465
2022-04-30 07:00 | 2.465 | 2.465
2022-04-30 07:30 | 2.5185 | 2.5185
2022-04-30 08:00 | 2.465 | 2.465
2022-04-30 08:30 | 2.5185 | 2.5185
2022-04-30 09:00 | 2.4114 | 2.4114
2022-04-30 09:30 | 2.3578 | 2.3578
2022-04-30 10:00 | 2.4114 | 2.4114
2022-04-30 10:30 | 2.5185 | 2.5185
2022-04-30 11:00 | 2.5185 | 2.5185
2022-04-30 11:30 | 2.6257 | 2.6257
2022-04-30 12:00 | 2.5185 | 2.5185
2022-04-30 12:30 | 2.7329 | 2.7329
2022-04-30 13:00 | 2.8401 | 2.8401
2022-04-30 13:30 | 2.8936 | 2.8936
2022-04-30 14:00 | 2.9472 | 2.9472
2022-04-30 14:30 | 3.1551 | 3.1551
2022-04-30 15:00 | 3.2687 | 3.2687
2022-04-30 15:30 | 3.4295 | 3.4295
2022-04-30 16:00 | 3.751 | 3.751
2022-04-30 16:30 | 3.8582 | 3.8582
2022-04-30 17:00 | 3.9118 | 3.9118
2022-04-30 17:30 | 4.0189 | 4.0189
2022-04-30 18:00 | 4.0189 | 4.0189
2022-04-30 18:30 | 4.1261 | 4.1261
2022-04-30 19:00 | 4.2869 | 4.2869
2022-04-30 19:30 | 3.9654 | 3.9654
2022-04-30 20:00 | 3.8046 | 3.8046
2022-04-30 20:30 | 3.5903 | 3.5903
2022-04-30 21:00 | 3.5903 | 3.5903
2022-04-30 21:30 | 3.3759 | 3.3759
2022-04-30 22:00 | 3.1616 | 3.1616
2022-04-30 22:30 | 2.9472 | 2.9472
2022-04-30 23:00 | 2.7329 | 2.7329
2022-04-30 23:30 | 2.6257 | 2.6257
2022-05-01 | 2.6793 | 2.6793
2022-05-01 00:30 | 2.465 | 2.465
2022-05-01 01:00 | 2.3578 | 2.3578
2022-05-01 01:30 | 2.3578 | 2.3578
2022-05-01 02:00 | 2.3042 | 2.3042
2022-05-01 02:30 | 2.2506 | 2.2506
2022-05-01 03:00 | 2.2506 | 2.2506
2022-05-01 03:30 | 2.2506 | 2.2506
2022-05-01 04:00 | 2.2506 | 2.2506
2022-05-01 04:30 | 2.2506 | 2.2506
2022-05-01 05:00 | 2.2506 | 2.2506
2022-05-01 05:30 | 2.3042 | 2.3042
2022-05-01 06:00 | 2.3042 | 2.3042
2022-05-01 06:30 | 2.3578 | 2.3578
2022-05-01 07:00 | 2.2506 | 2.2506
2022-05-01 07:30 | 2.4114 | 2.4114
2022-05-01 08:00 | 2.3578 | 2.3578
2022-05-01 08:30 | 2.3578 | 2.3578
2022-05-01 09:00 | 2.4114 | 2.4114
2022-05-01 09:30 | 2.3042 | 2.3042
2022-05-01 10:00 | 2.3449 | 2.3449
2022-05-01 10:30 | 2.197 | 2.197
2022-05-01 11:00 | 2.197 | 2.197
2022-05-01 11:30 | 2.8401 | 2.8401
2022-05-01 12:00 | 2.6257 | 2.6257
2022-05-01 12:30 | 2.5185 | 2.5185
2022-05-01 13:00 | 2.7329 | 2.7329
2022-05-01 13:30 | 3.108 | 3.108
2022-05-01 14:00 | 2.7865 | 2.7865
2022-05-01 14:30 | 2.8936 | 2.8936
2022-05-01 15:00 | 3.108 | 3.108
2022-05-01 15:30 | 3.2687 | 3.2687
2022-05-01 16:00 | 3.3223 | 3.3223
2022-05-01 16:30 | 3.9118 | 3.9118
2022-05-01 17:00 | 3.6974 | 3.6974
2022-05-01 17:30 | 3.9654 | 3.9654
2022-05-01 18:00 | 3.9654 | 3.9654
2022-05-01 18:30 | 3.9654 | 3.9654
2022-05-01 19:00 | 4.1797 | 4.1797
2022-05-01 19:30 | 3.9654 | 3.9654
2022-05-01 20:00 | 3.6974 | 3.6974
2022-05-01 20:30 | 3.5903 | 3.5903
2022-05-01 21:00 | 3.2152 | 3.2152
2022-05-01 21:30 | 3.1616 | 3.1616
2022-05-01 22:00 | 2.9472 | 2.9472
2022-05-01 22:30 | 2.7865 | 2.7865
2022-05-01 23:00 | 2.6793 | 2.6793
2022-05-01 23:30 | 2.4114 | 2.4114
2022-05-02 | 2.4114 | 2.4114
2022-05-02 00:30 | 2.4114 | 2.4114
2022-05-02 01:00 | 2.3578 | 2.3578
2022-05-02 01:30 | 2.2506 | 2.2506
2022-05-02 02:00 | 2.2506 | 2.2506
2022-05-02 02:30 | 2.0899 | 2.0899
2022-05-02 03:00 | 2.1434 | 2.1434
2022-05-02 03:30 | 2.1434 | 2.1434
2022-05-02 04:00 | 2.1434 | 2.1434
2022-05-02 04:30 | 2.0899 | 2.0899
2022-05-02 05:00 | 2.3578 | 2.3578
2022-05-02 05:30 | 2.3042 | 2.3042
2022-05-02 06:00 | 2.3042 | 2.3042
2022-05-02 06:30 | 2.465 | 2.465
2022-05-02 07:00 | 2.3578 | 2.3578
2022-05-02 07:30 | 2.465 | 2.465
2022-05-02 08:00 | 2.4114 | 2.4114
2022-05-02 08:30 | 2.3578 | 2.3578
2022-05-02 09:00 | 2.3578 | 2.3578
2022-05-02 09:30 | 2.3578 | 2.3578
2022-05-02 10:00 | 2.2506 | 2.2506
2022-05-02 10:30 | 2.4114 | 2.4114
2022-05-02 11:00 | 2.3042 | 2.3042
2022-05-02 11:30 | 2.5721 | 2.5721
2022-05-02 12:00 | 2.465 | 2.465
2022-05-02 12:30 | 2.7329 | 2.7329
2022-05-02 13:00 | 3.0544 | 3.0544
2022-05-02 13:30 | 2.9472 | 2.9472
2022-05-02 14:00 | 3.1616 | 3.1616
2022-05-02 14:30 | 3.1616 | 3.1616
2022-05-02 15:00 | 3.3759 | 3.3759
2022-05-02 15:30 | 3.751 | 3.751
2022-05-02 16:00 | 4.0189 | 4.0189
2022-05-02 16:30 | 4.0189 | 4.0189
2022-05-02 17:00 | 4.1756 | 4.1756
2022-05-02 17:30 | 4.2333 | 4.2333
2022-05-02 18:00 | 4.1797 | 4.1797
2022-05-02 18:30 | 4.2333 | 4.2333
2022-05-02 19:00 | 4.4476 | 4.4476
2022-05-02 19:30 | 4.1261 | 4.1261
2022-05-02 20:00 | 3.8046 | 3.8046
2022-05-02 20:30 | 3.6974 | 3.6974
2022-05-02 21:00 | 3.3223 | 3.3223
2022-05-02 21:30 | 3.3759 | 3.3759
2022-05-02 22:00 | 3.0544 | 3.0544
2022-05-02 22:30 | 2.7329 | 2.7329
2022-05-02 23:00 | 2.7329 | 2.7329
2022-05-02 23:30 | 2.5721 | 2.5721
2022-05-03 | 2.4114 | 2.4114
2022-05-03 00:30 | 2.4114 | 2.4114
2022-05-03 01:00 | 2.3578 | 2.3578
2022-05-03 01:30 | 2.3042 | 2.3042
2022-05-03 02:00 | 2.3578 | 2.3578
2022-05-03 02:30 | 2.1434 | 2.1434
2022-05-03 03:00 | 2.1434 | 2.1434
2022-05-03 03:30 | 2.2506 | 2.2506
2022-05-03 04:00 | 2.2506 | 2.2506
2022-05-03 04:30 | 2.2506 | 2.2506
2022-05-03 05:00 | 2.4114 | 2.4114
2022-05-03 05:30 | 2.5185 | 2.5185
2022-05-03 06:00 | 2.5721 | 2.5721
2022-05-03 06:30 | 2.6257 | 2.6257
2022-05-03 07:00 | 2.7329 | 2.7329
2022-05-03 07:30 | 2.8401 | 2.8401
2022-05-03 08:00 | 2.9114 | 2.9114
2022-05-03 08:30 | 2.8401 | 2.8401
2022-05-03 09:00 | 2.8332 | 2.8332
2022-05-03 09:30 | 2.7329 | 2.7329
2022-05-03 10:00 | 2.6793 | 2.6793
2022-05-03 10:30 | 2.7329 | 2.7329
2022-05-03 11:00 | 2.6257 | 2.6257
2022-05-03 11:30 | 2.8401 | 2.8401
2022-05-03 12:00 | 2.7865 | 2.7865
2022-05-03 12:30 | 2.8936 | 2.8936
2022-05-03 13:00 | 3.2687 | 3.2687
2022-05-03 13:30 | 3.2152 | 3.2152
2022-05-03 14:00 | 3.3759 | 3.3759
2022-05-03 14:30 | 3.5903 | 3.5903
2022-05-03 15:00 | 3.9118 | 3.9118
2022-05-03 15:30 | 3.9118 | 3.9118
2022-05-03 16:00 | 4.1261 | 4.1261
2022-05-03 16:30 | 4.3941 | 4.3941
2022-05-03 17:00 | 4.4476 | 4.4476
2022-05-03 17:30 | 4.3405 | 4.3405
2022-05-03 18:00 | 4.2869 | 4.2869
2022-05-03 18:30 | 4.3941 | 4.3941
2022-05-03 19:00 | 4.4476 | 4.4476
2022-05-03 19:30 | 4.3405 | 4.3405
2022-05-03 20:00 | 4.0738 | 4.0738
2022-05-03 20:30 | 3.751 | 3.751
2022-05-03 21:00 | 3.3759 | 3.3759
2022-05-03 21:30 | 3.4295 | 3.4295
2022-05-03 22:00 | 3.108 | 3.108
2022-05-03 22:30 | 2.7865 | 2.7865
2022-05-03 23:00 | 2.7329 | 2.7329
2022-05-03 23:30 | 2.5721 | 2.5721
2022-05-04 | 2.4114 | 2.4114
2022-05-04 00:30 | 2.4114 | 2.4114
2022-05-04 01:00 | 2.3578 | 2.3578
2022-05-04 01:30 | 2.3578 | 2.3578
2022-05-04 02:00 | 2.3042 | 2.3042
2022-05-04 02:30 | 2.2506 | 2.2506
2022-05-04 03:00 | 2.1434 | 2.1434
2022-05-04 03:30 | 2.2506 | 2.2506
2022-05-04 04:00 | 2.1434 | 2.1434
2022-05-04 04:30 | 2.2506 | 2.2506
2022-05-04 05:00 | 2.3042 | 2.3042
2022-05-04 05:30 | 2.465 | 2.465
2022-05-04 06:00 | 2.5185 | 2.5185
2022-05-04 06:30 | 2.7329 | 2.7329
2022-05-04 07:00 | 2.6793 | 2.6793
2022-05-04 07:30 | 2.8401 | 2.8401
2022-05-04 08:00 | 2.7865 | 2.7865
2022-05-04 08:30 | 2.6793 | 2.6793
2022-05-04 09:00 | 2.5721 | 2.5721
2022-05-04 09:30 | 2.5185 | 2.5185
2022-05-04 10:00 | 2.3578 | 2.3578
2022-05-04 10:30 | 2.5185 | 2.5185
2022-05-04 11:00 | 2.465 | 2.465
2022-05-04 11:30 | 2.6793 | 2.6793
2022-05-04 12:00 | 2.6257 | 2.6257
2022-05-04 12:30 | 2.7865 | 2.7865
2022-05-04 13:00 | 3.108 | 3.108
2022-05-04 13:30 | 3.2152 | 3.2152
2022-05-04 14:00 | 3.2687 | 3.2687
2022-05-04 14:30 | 3.4831 | 3.4831
2022-05-04 15:00 | 3.6974 | 3.6974
2022-05-04 15:30 | 3.9118 | 3.9118
2022-05-04 16:00 | 4.0189 | 4.0189
2022-05-04 16:30 | 4.1797 | 4.1797
2022-05-04 17:00 | 4.2333 | 4.2333
2022-05-04 17:30 | 4.3405 | 4.3405
2022-05-04 18:00 | 4.2333 | 4.2333
2022-05-04 18:30 | 4.2333 | 4.2333
2022-05-04 19:00 | 4.5012 | 4.5012
2022-05-04 19:30 | 4.2333 | 4.2333
2022-05-04 20:00 | 3.9654 | 3.9654
2022-05-04 20:30 | 3.6974 | 3.6974
2022-05-04 21:00 | 3.2687 | 3.2687
2022-05-04 21:30 | 3.2152 | 3.2152
2022-05-04 22:00 | 3.0544 | 3.0544
2022-05-04 22:30 | 2.7865 | 2.7865
2022-05-04 23:00 | 2.5185 | 2.5185
2022-05-04 23:30 | 2.5185 | 2.5185
2022-05-05 | 2.4114 | 2.4114
2022-05-05 00:30 | 2.3578 | 2.3578
2022-05-05 01:00 | 2.3042 | 2.3042
2022-05-05 01:30 | 2.0899 | 2.0899
2022-05-05 02:00 | 2.0899 | 2.0899
2022-05-05 02:30 | 2.0899 | 2.0899
2022-05-05 03:00 | 2.0899 | 2.0899
2022-05-05 03:30 | 1.9827 | 1.9827
2022-05-05 04:00 | 2.0899 | 2.0899
2022-05-05 04:30 | 2.0899 | 2.0899
2022-05-05 05:00 | 2.197 | 2.197
2022-05-05 05:30 | 2.4114 | 2.4114
2022-05-05 06:00 | 2.4114 | 2.4114
2022-05-05 06:30 | 2.5721 | 2.5721
2022-05-05 07:00 | 2.5721 | 2.5721
2022-05-05 07:30 | 2.7329 | 2.7329
2022-05-05 08:00 | 2.6793 | 2.6793
2022-05-05 08:30 | 2.465 | 2.465
2022-05-05 09:00 | 2.4114 | 2.4114
2022-05-05 09:30 | 2.3042 | 2.3042
2022-05-05 10:00 | 1.9827 | 1.9827
2022-05-05 10:30 | 2.0899 | 2.0899
2022-05-05 11:00 | 1.7148 | 1.7148
2022-05-05 11:30 | 1.7683 | 1.7683
2022-05-05 12:00 | 1.8755 | 1.8755
2022-05-05 12:30 | 2.0899 | 2.0899
2022-05-05 13:00 | 2.197 | 2.197
2022-05-05 13:30 | 2.197 | 2.197
2022-05-05 14:00 | 2.5185 | 2.5185
2022-05-05 14:30 | 2.0899 | 2.0899
2022-05-05 15:00 | 2.4114 | 2.4114
2022-05-05 15:30 | 2.5185 | 2.5185
2022-05-05 16:00 | 2.6793 | 2.6793
2022-05-05 16:30 | 2.8401 | 2.8401
2022-05-05 17:00 | 2.8936 | 2.8936
2022-05-05 17:30 | 2.8401 | 2.8401
2022-05-05 18:00 | 3.108 | 3.108
2022-05-05 18:30 | 3.0008 | 3.0008
2022-05-05 19:00 | 3.2687 | 3.2687
2022-05-05 19:30 | 3.108 | 3.108
2022-05-05 20:00 | 2.9472 | 2.9472
2022-05-05 20:30 | 2.8401 | 2.8401
2022-05-05 21:00 | 2.6257 | 2.6257
2022-05-05 21:30 | 2.5721 | 2.5721
2022-05-05 22:00 | 2.465 | 2.465
2022-05-05 22:30 | 2.2506 | 2.2506
2022-05-05 23:00 | 2.0899 | 2.0899
2022-05-05 23:30 | 2.0899 | 2.0899
2022-05-06 | 1.9827 | 1.9827
2022-05-06 00:30 | 1.8755 | 1.8755
2022-05-06 01:00 | 1.9291 | 1.9291
2022-05-06 01:30 | 1.8219 | 1.8219
2022-05-06 02:00 | 1.7683 | 1.7683
2022-05-06 02:30 | 1.7683 | 1.7683
2022-05-06 03:00 | 1.7683 | 1.7683
2022-05-06 03:30 | 1.7683 | 1.7683
2022-05-06 04:00 | 1.8219 | 1.8219
2022-05-06 04:30 | 1.8755 | 1.8755
2022-05-06 05:00 | 1.9291 | 1.9291
2022-05-06 05:30 | 2.0363 | 2.0363
2022-05-06 06:00 | 2.197 | 2.197
2022-05-06 06:30 | 2.4114 | 2.4114
2022-05-06 07:00 | 2.5185 | 2.5185
2022-05-06 07:30 | 2.6257 | 2.6257
2022-05-06 08:00 | 2.465 | 2.465
2022-05-06 08:30 | 2.465 | 2.465
2022-05-06 09:00 | 2.197 | 2.197
2022-05-06 09:30 | 2.0899 | 2.0899
2022-05-06 10:00 | 2.197 | 2.197
2022-05-06 10:30 | 1.8755 | 1.8755
2022-05-06 11:00 | 1.6612 | 1.6612
2022-05-06 11:30 | 1.3932 | 1.3932
2022-05-06 12:00 | 1.4468 | 1.4468
2022-05-06 12:30 | 1.7683 | 1.7683
2022-05-06 13:00 | 1.7148 | 1.7148
2022-05-06 13:30 | 1.554 | 1.554
2022-05-06 14:00 | 1.7683 | 1.7683
2022-05-06 14:30 | 1.8219 | 1.8219
2022-05-06 15:00 | 1.9291 | 1.9291
2022-05-06 15:30 | 2.197 | 2.197
2022-05-06 16:00 | 2.3042 | 2.3042
2022-05-06 16:30 | 2.4114 | 2.4114
2022-05-06 17:00 | 2.6793 | 2.6793
2022-05-06 17:30 | 2.7329 | 2.7329
2022-05-06 18:00 | 2.8401 | 2.8401
2022-05-06 18:30 | 2.8401 | 2.8401
2022-05-06 19:00 | 3.1616 | 3.1616
2022-05-06 19:30 | 2.9472 | 2.9472
2022-05-06 20:00 | 2.6257 | 2.6257
2022-05-06 20:30 | 2.6257 | 2.6257
2022-05-06 21:00 | 2.4114 | 2.4114
2022-05-06 21:30 | 2.3042 | 2.3042
2022-05-06 22:00 | 2.2506 | 2.2506
2022-05-06 22:30 | 1.9827 | 1.9827
2022-05-06 23:00 | 2.0363 | 2.0363
2022-05-06 23:30 | 1.8219 | 1.8219
2022-05-07 | 1.8219 | 1.8219
2022-05-07 00:30 | 1.7683 | 1.7683
2022-05-07 01:00 | 1.6612 | 1.6612
2022-05-07 01:30 | 1.6612 | 1.6612
2022-05-07 02:00 | 1.6612 | 1.6612
2022-05-07 02:30 | 1.7148 | 1.7148
2022-05-07 03:00 | 1.6612 | 1.6612
2022-05-07 03:30 | 1.554 | 1.554
2022-05-07 04:00 | 1.6612 | 1.6612
2022-05-07 04:30 | 1.6076 | 1.6076
2022-05-07 05:00 | 1.7148 | 1.7148
2022-05-07 05:30 | 1.8219 | 1.8219
2022-05-07 06:00 | 1.7683 | 1.7683
2022-05-07 06:30 | 2.0363 | 2.0363
2022-05-07 07:00 | 2.0899 | 2.0899
2022-05-07 07:30 | 2.0899 | 2.0899
2022-05-07 08:00 | 2.0899 | 2.0899
2022-05-07 08:30 | 2.0363 | 2.0363
2022-05-07 09:00 | 1.7683 | 1.7683
2022-05-07 09:30 | 1.554 | 1.554
2022-05-07 10:00 | 1.554 | 1.554
2022-05-07 10:30 | 1.4468 | 1.4468
2022-05-07 11:00 | 1.3397 | 1.3397
2022-05-07 11:30 | 1.2325 | 1.2325
2022-05-07 12:00 | 1.2861 | 1.2861
2022-05-07 12:30 | 1.2861 | 1.2861
2022-05-07 13:00 | 1.3397 | 1.3397
2022-05-07 13:30 | 1.3932 | 1.3932
2022-05-07 14:00 | 1.4468 | 1.4468
2022-05-07 14:30 | 1.6076 | 1.6076
2022-05-07 15:00 | 1.6612 | 1.6612
2022-05-07 15:30 | 1.8755 | 1.8755
2022-05-07 16:00 | 2.3042 | 2.3042
2022-05-07 16:30 | 2.3042 | 2.3042
2022-05-07 17:00 | 2.3042 | 2.3042
2022-05-07 17:30 | 2.6257 | 2.6257
2022-05-07 18:00 | 2.7329 | 2.7329
2022-05-07 18:30 | 3.0544 | 3.0544
2022-05-07 19:00 | 3.0544 | 3.0544
2022-05-07 19:30 | 2.8936 | 2.8936
2022-05-07 20:00 | 2.7865 | 2.7865
2022-05-07 20:30 | 2.5185 | 2.5185
2022-05-07 21:00 | 2.465 | 2.465
2022-05-07 21:30 | 2.4114 | 2.4114
2022-05-07 22:00 | 2.3042 | 2.3042
2022-05-07 22:30 | 2.197 | 2.197
2022-05-07 23:00 | 1.9827 | 1.9827
2022-05-07 23:30 | 1.8755 | 1.8755
2022-05-08 | 1.8755 | 1.8755
2022-05-08 00:30 | 1.7683 | 1.7683
2022-05-08 01:00 | 1.7148 | 1.7148
2022-05-08 01:30 | 1.7683 | 1.7683
2022-05-08 02:00 | 1.6612 | 1.6612
2022-05-08 02:30 | 1.554 | 1.554
2022-05-08 03:00 | 1.6076 | 1.6076
2022-05-08 03:30 | 1.6076 | 1.6076
2022-05-08 04:00 | 1.6076 | 1.6076
2022-05-08 04:30 | 1.6612 | 1.6612
2022-05-08 05:00 | 1.7683 | 1.7683
2022-05-08 05:30 | 1.7148 | 1.7148
2022-05-08 06:00 | 1.7148 | 1.7148
2022-05-08 06:30 | 1.9291 | 1.9291
2022-05-08 07:00 | 1.8219 | 1.8219
2022-05-08 07:30 | 1.9291 | 1.9291
2022-05-08 08:00 | 1.9827 | 1.9827
2022-05-08 08:30 | 1.7683 | 1.7683
2022-05-08 09:00 | 1.8755 | 1.8755
2022-05-08 09:30 | 1.6612 | 1.6612
2022-05-08 10:00 | 1.6076 | 1.6076
2022-05-08 10:30 | 1.4468 | 1.4468
2022-05-08 11:00 | 1.3397 | 1.3397
2022-05-08 11:30 | 1.3397 | 1.3397
2022-05-08 12:00 | 1.4468 | 1.4468
2022-05-08 12:30 | 1.554 | 1.554
2022-05-08 13:00 | 1.6076 | 1.6076
2022-05-08 13:30 | 1.8755 | 1.8755
2022-05-08 14:00 | 2.0899 | 2.0899
2022-05-08 14:30 | 2.197 | 2.197
2022-05-08 15:00 | 2.4114 | 2.4114
2022-05-08 15:30 | 2.7329 | 2.7329
2022-05-08 16:00 | 2.9472 | 2.9472
2022-05-08 16:30 | 2.9472 | 2.9472
2022-05-08 17:00 | 3.3759 | 3.3759
2022-05-08 17:30 | 3.4295 | 3.4295
2022-05-08 18:00 | 3.5903 | 3.5903
2022-05-08 18:30 | 3.6974 | 3.6974
2022-05-08 19:00 | 3.6438 | 3.6438
2022-05-08 19:30 | 3.5367 | 3.5367
2022-05-08 20:00 | 3.3759 | 3.3759
2022-05-08 20:30 | 3.108 | 3.108
2022-05-08 21:00 | 2.9472 | 2.9472
2022-05-08 21:30 | 2.8936 | 2.8936
2022-05-08 22:00 | 2.7329 | 2.7329
2022-05-08 22:30 | 2.465 | 2.465
2022-05-08 23:00 | 2.4114 | 2.4114
2022-05-08 23:30 | 2.3042 | 2.3042
2022-05-09 | 2.197 | 2.197
2022-05-09 00:30 | 2.197 | 2.197
2022-05-09 01:00 | 2.197 | 2.197
2022-05-09 01:30 | 2.0363 | 2.0363
2022-05-09 02:00 | 2.0899 | 2.0899
2022-05-09 02:30 | 1.9827 | 1.9827
2022-05-09 03:00 | 1.9291 | 1.9291
2022-05-09 03:30 | 1.9291 | 1.9291
2022-05-09 04:00 | 1.9291 | 1.9291
2022-05-09 04:30 | 1.9827 | 1.9827
2022-05-09 05:00 | 2.1434 | 2.1434
2022-05-09 05:30 | 2.197 | 2.197
2022-05-09 06:00 | 2.3042 | 2.3042
2022-05-09 06:30 | 2.465 | 2.465
2022-05-09 07:00 | 2.7329 | 2.7329
2022-05-09 07:30 | 2.7865 | 2.7865
2022-05-09 08:00 | 2.7329 | 2.7329
2022-05-09 08:30 | 2.5721 | 2.5721
2022-05-09 09:00 | 2.465 | 2.465
2022-05-09 09:30 | 2.5721 | 2.5721
2022-05-09 10:00 | 2.5185 | 2.5185
2022-05-09 10:30 | 2.6257 | 2.6257
2022-05-09 11:00 | 2.4114 | 2.4114
2022-05-09 11:30 | 2.0899 | 2.0899
2022-05-09 12:00 | 2.197 | 2.197
2022-05-09 12:30 | 2.7865 | 2.7865
2022-05-09 13:00 | 2.6257 | 2.6257
2022-05-09 13:30 | 2.5721 | 2.5721
2022-05-09 14:00 | 3.108 | 3.108
2022-05-09 14:30 | 3.2152 | 3.2152
2022-05-09 15:00 | 3.1616 | 3.1616
2022-05-09 15:30 | 3.2687 | 3.2687
2022-05-09 16:00 | 3.3759 | 3.3759
2022-05-09 16:30 | 3.3759 | 3.3759
2022-05-09 17:00 | 3.4831 | 3.4831
2022-05-09 17:30 | 3.5367 | 3.5367
2022-05-09 18:00 | 3.6974 | 3.6974
2022-05-09 18:30 | 3.8046 | 3.8046
2022-05-09 19:00 | 3.8582 | 3.8582
2022-05-09 19:30 | 3.8046 | 3.8046
2022-05-09 20:00 | 3.5903 | 3.5903
2022-05-09 20:30 | 3.3759 | 3.3759
2022-05-09 21:00 | 3.0008 | 3.0008
2022-05-09 21:30 | 2.8401 | 2.8401
2022-05-09 22:00 | 2.7329 | 2.7329
2022-05-09 22:30 | 2.4114 | 2.4114
2022-05-09 23:00 | 2.3243 | 2.3243
2022-05-09 23:30 | 2.3042 | 2.3042
2022-05-10 | 2.0363 | 2.0363
2022-05-10 00:30 | 2.0899 | 2.0899
2022-05-10 01:00 | 2.0899 | 2.0899
2022-05-10 01:30 | 1.8755 | 1.8755
2022-05-10 02:00 | 1.8755 | 1.8755
2022-05-10 02:30 | 1.9827 | 1.9827
2022-05-10 03:00 | 1.8219 | 1.8219
2022-05-10 03:30 | 1.7683 | 1.7683
2022-05-10 04:00 | 1.8219 | 1.8219
2022-05-10 04:30 | 2.0363 | 2.0363
2022-05-10 05:00 | 1.9291 | 1.9291
2022-05-10 05:30 | 1.9827 | 1.9827
2022-05-10 06:00 | 2.2506 | 2.2506
2022-05-10 06:30 | 2.465 | 2.465
2022-05-10 07:00 | 2.5185 | 2.5185
2022-05-10 07:30 | 2.7329 | 2.7329
2022-05-10 08:00 | 2.7062 | 2.7062
2022-05-10 08:30 | 2.5721 | 2.5721
2022-05-10 09:00 | 2.6257 | 2.6257
2022-05-10 09:30 | 2.5721 | 2.5721
2022-05-10 10:00 | 2.4114 | 2.4114
2022-05-10 10:30 | 2.465 | 2.465
2022-05-10 11:00 | 2.465 | 2.465
2022-05-10 11:30 | 2.465 | 2.465
2022-05-10 12:00 | 2.4114 | 2.4114
2022-05-10 12:30 | 2.3042 | 2.3042
2022-05-10 13:00 | 2.3042 | 2.3042
2022-05-10 13:30 | 2.2506 | 2.2506
2022-05-10 14:00 | 2.3042 | 2.3042
2022-05-10 14:30 | 2.2506 | 2.2506
2022-05-10 15:00 | 2.4114 | 2.4114
2022-05-10 15:30 | 2.4114 | 2.4114
2022-05-10 16:00 | 2.5721 | 2.5721
2022-05-10 16:30 | 2.4114 | 2.4114
2022-05-10 17:00 | 2.6257 | 2.6257
2022-05-10 17:30 | 2.7329 | 2.7329
2022-05-10 18:00 | 2.8936 | 2.8936
2022-05-10 18:30 | 3.1616 | 3.1616
2022-05-10 19:00 | 3.2152 | 3.2152
2022-05-10 19:30 | 2.8936 | 2.8936
2022-05-10 20:00 | 2.8401 | 2.8401
2022-05-10 20:30 | 2.6793 | 2.6793
2022-05-10 21:00 | 2.4114 | 2.4114
2022-05-10 21:30 | 2.3042 | 2.3042
2022-05-10 22:00 | 2.197 | 2.197
2022-05-10 22:30 | 1.9827 | 1.9827
2022-05-10 23:00 | 1.9827 | 1.9827
2022-05-10 23:30 | 1.8755 | 1.8755
2022-05-11 | 1.8219 | 1.8219
2022-05-11 00:30 | 1.7148 | 1.7148
2022-05-11 01:00 | 1.7148 | 1.7148
2022-05-11 01:30 | 1.6612 | 1.6612
2022-05-11 02:00 | 1.6612 | 1.6612
2022-05-11 02:30 | 1.554 | 1.554
2022-05-11 03:00 | 1.6076 | 1.6076
2022-05-11 03:30 | 1.6612 | 1.6612
2022-05-11 04:00 | 1.6612 | 1.6612
2022-05-11 04:30 | 1.7148 | 1.7148
2022-05-11 05:00 | 1.8219 | 1.8219
2022-05-11 05:30 | 1.9291 | 1.9291
2022-05-11 06:00 | 2.1434 | 2.1434
2022-05-11 06:30 | 2.3042 | 2.3042
2022-05-11 07:00 | 2.5185 | 2.5185
2022-05-11 07:30 | 2.6257 | 2.6257
2022-05-11 08:00 | 2.465 | 2.465
2022-05-11 08:30 | 2.5185 | 2.5185
2022-05-11 09:00 | 2.197 | 2.197
2022-05-11 09:30 | 2.3042 | 2.3042
2022-05-11 10:00 | 2.0899 | 2.0899
2022-05-11 10:30 | 2.0363 | 2.0363
2022-05-11 11:00 | 1.8755 | 1.8755
2022-05-11 11:30 | 1.9291 | 1.9291
2022-05-11 12:00 | 1.9827 | 1.9827
2022-05-11 12:30 | 2.0363 | 2.0363
2022-05-11 13:00 | 1.8755 | 1.8755
2022-05-11 13:30 | 1.9827 | 1.9827
2022-05-11 14:00 | 2.0899 | 2.0899
2022-05-11 14:30 | 2.3578 | 2.3578
2022-05-11 15:00 | 2.383 | 2.383
2022-05-11 15:30 | 2.4114 | 2.4114
2022-05-11 16:00 | 2.5185 | 2.5185
2022-05-11 16:30 | 2.8401 | 2.8401
2022-05-11 17:00 | 2.8401 | 2.8401
2022-05-11 17:30 | 2.8401 | 2.8401
2022-05-11 18:00 | 3.0008 | 3.0008
2022-05-11 18:30 | 3.1616 | 3.1616
2022-05-11 19:00 | 3.315 | 3.315
2022-05-11 19:30 | 3.1229 | 3.1229
2022-05-11 20:00 | 2.9472 | 2.9472
2022-05-11 20:30 | 2.7329 | 2.7329
2022-05-11 21:00 | 2.6257 | 2.6257
2022-05-11 21:30 | 2.6257 | 2.6257
2022-05-11 22:00 | 2.3578 | 2.3578
2022-05-11 22:30 | 2.2506 | 2.2506
2022-05-11 23:00 | 2.0322 | 2.0322
2022-05-11 23:30 | 1.9827 | 1.9827
2022-05-12 | 1.9827 | 1.9827
2022-05-12 00:30 | 1.8219 | 1.8219
2022-05-12 01:00 | 1.8219 | 1.8219
2022-05-12 01:30 | 1.7683 | 1.7683
2022-05-12 02:00 | 1.7148 | 1.7148
2022-05-12 02:30 | 1.6612 | 1.6612
2022-05-12 03:00 | 1.6612 | 1.6612
2022-05-12 03:30 | 1.6612 | 1.6612
2022-05-12 04:00 | 1.6612 | 1.6612
2022-05-12 04:30 | 1.7683 | 1.7683
2022-05-12 05:00 | 1.8219 | 1.8219
2022-05-12 05:30 | 2.0838 | 2.0838
2022-05-12 06:00 | 2.0817 | 2.0817
2022-05-12 06:30 | 2.3281 | 2.3281
2022-05-12 07:00 | 2.5185 | 2.5185
2022-05-12 07:30 | 2.5893 | 2.5893
2022-05-12 08:00 | 2.4953 | 2.4953
2022-05-12 08:30 | 2.5185 | 2.5185
2022-05-12 09:00 | 2.1434 | 2.1434
2022-05-12 09:30 | 1.9827 | 1.9827
2022-05-12 10:00 | 1.9753 | 1.9753
2022-05-12 10:30 | 1.7683 | 1.7683
2022-05-12 11:00 | 1.6612 | 1.6612
2022-05-12 11:30 | 1.6612 | 1.6612
2022-05-12 12:00 | 1.6076 | 1.6076
2022-05-12 12:30 | 1.6612 | 1.6612
2022-05-12 13:00 | 1.8219 | 1.8219
2022-05-12 13:30 | 1.8219 | 1.8219
2022-05-12 14:00 | 1.8219 | 1.8219
2022-05-12 14:30 | 1.8755 | 1.8755
2022-05-12 15:00 | 1.9827 | 1.9827
2022-05-12 15:30 | 2.1434 | 2.1434
2022-05-12 16:00 | 2.197 | 2.197
2022-05-12 16:30 | 2.6257 | 2.6257
2022-05-12 17:00 | 2.5185 | 2.5185
2022-05-12 17:30 | 2.6793 | 2.6793
2022-05-12 18:00 | 2.7329 | 2.7329
2022-05-12 18:30 | 3.0544 | 3.0544
2022-05-12 19:00 | 3.2687 | 3.2687
2022-05-12 19:30 | 3.0008 | 3.0008
2022-05-12 20:00 | 2.7865 | 2.7865
2022-05-12 20:30 | 2.6257 | 2.6257
2022-05-12 21:00 | 2.5185 | 2.5185
2022-05-12 21:30 | 2.465 | 2.465
2022-05-12 22:00 | 2.197 | 2.197
2022-05-12 22:30 | 1.9291 | 1.9291
2022-05-12 23:00 | 1.9291 | 1.9291
2022-05-12 23:30 | 1.8219 | 1.8219
2022-05-13 | 1.8755 | 1.8755
2022-05-13 00:30 | 1.7683 | 1.7683
2022-05-13 01:00 | 1.7683 | 1.7683
2022-05-13 01:30 | 1.6612 | 1.6612
2022-05-13 02:00 | 1.6076 | 1.6076
2022-05-13 02:30 | 1.6612 | 1.6612
2022-05-13 03:00 | 1.554 | 1.554
2022-05-13 03:30 | 1.554 | 1.554
2022-05-13 04:00 | 1.6612 | 1.6612
2022-05-13 04:30 | 1.6076 | 1.6076
2022-05-13 05:00 | 1.8219 | 1.8219
2022-05-13 05:30 | 1.8755 | 1.8755
2022-05-13 06:00 | 2.0899 | 2.0899
2022-05-13 06:30 | 2.3034 | 2.3034
2022-05-13 07:00 | 2.4114 | 2.4114
2022-05-13 07:30 | 2.5185 | 2.5185
2022-05-13 08:00 | 2.3578 | 2.3578
2022-05-13 08:30 | 2.2506 | 2.2506
2022-05-13 09:00 | 2.0899 | 2.0899
2022-05-13 09:30 | 1.8219 | 1.8219
2022-05-13 10:00 | 1.6612 | 1.6612
2022-05-13 10:30 | 1.6076 | 1.6076
2022-05-13 11:00 | 1.4468 | 1.4468
2022-05-13 11:30 | 1.7683 | 1.7683
2022-05-13 12:00 | 1.6076 | 1.6076
2022-05-13 12:30 | 1.5004 | 1.5004
2022-05-13 13:00 | 1.7147 | 1.7147
2022-05-13 13:30 | 1.7148 | 1.7148
2022-05-13 14:00 | 1.8219 | 1.8219
2022-05-13 14:30 | 1.8219 | 1.8219
2022-05-13 15:00 | 1.9827 | 1.9827
2022-05-13 15:30 | 2.0899 | 2.0899
2022-05-13 16:00 | 2.3578 | 2.3578
2022-05-13 16:30 | 2.4114 | 2.4114
2022-05-13 17:00 | 2.6257 | 2.6257
2022-05-13 17:30 | 2.8401 | 2.8401
2022-05-13 18:00 | 2.8401 | 2.8401
2022-05-13 18:30 | 3.004 | 3.004
2022-05-13 19:00 | 3.2152 | 3.2152
2022-05-13 19:30 | 3.0544 | 3.0544
2022-05-13 20:00 | 2.8936 | 2.8936
2022-05-13 20:30 | 2.8401 | 2.8401
2022-05-13 21:00 | 2.4114 | 2.4114
2022-05-13 21:30 | 2.5721 | 2.5721
2022-05-13 22:00 | 2.4114 | 2.4114
2022-05-13 22:30 | 2.197 | 2.197
2022-05-13 23:00 | 1.9291 | 1.9291
2022-05-13 23:30 | 1.9827 | 1.9827
2022-05-14 | 1.8219 | 1.8219
2022-05-14 00:30 | 1.8219 | 1.8219
2022-05-14 01:00 | 1.7683 | 1.7683
2022-05-14 01:30 | 1.6612 | 1.6612
2022-05-14 02:00 | 1.6076 | 1.6076
2022-05-14 02:30 | 1.6612 | 1.6612
2022-05-14 03:00 | 1.554 | 1.554
2022-05-14 03:30 | 1.6076 | 1.6076
2022-05-14 04:00 | 1.554 | 1.554
2022-05-14 04:30 | 1.7148 | 1.7148
2022-05-14 05:00 | 1.7683 | 1.7683
2022-05-14 05:30 | 1.7683 | 1.7683
2022-05-14 06:00 | 1.9291 | 1.9291
2022-05-14 06:30 | 1.9827 | 1.9827
2022-05-14 07:00 | 1.9827 | 1.9827
2022-05-14 07:30 | 2.0899 | 2.0899
2022-05-14 08:00 | 2.1434 | 2.1434
2022-05-14 08:30 | 1.8755 | 1.8755
2022-05-14 09:00 | 1.8755 | 1.8755
2022-05-14 09:30 | 1.7683 | 1.7683
2022-05-14 10:00 | 1.6297 | 1.6297
2022-05-14 10:30 | 1.5297 | 1.5297
2022-05-14 11:00 | 1.4385 | 1.4385
2022-05-14 11:30 | 1.3397 | 1.3397
2022-05-14 12:00 | 1.5004 | 1.5004
2022-05-14 12:30 | 1.4468 | 1.4468
2022-05-14 13:00 | 1.5004 | 1.5004
2022-05-14 13:30 | 1.4468 | 1.4468
2022-05-14 14:00 | 1.3397 | 1.3397
2022-05-14 14:30 | 1.5004 | 1.5004
2022-05-14 15:00 | 1.8755 | 1.8755
2022-05-14 15:30 | 1.9827 | 1.9827
2022-05-14 16:00 | 2.1434 | 2.1434
2022-05-14 16:30 | 2.4114 | 2.4114
2022-05-14 17:00 | 2.5721 | 2.5721
2022-05-14 17:30 | 2.6793 | 2.6793
2022-05-14 18:00 | 2.8401 | 2.8401
2022-05-14 18:30 | 2.9472 | 2.9472
2022-05-14 19:00 | 3.1616 | 3.1616
2022-05-14 19:30 | 2.9472 | 2.9472
2022-05-14 20:00 | 2.8401 | 2.8401
2022-05-14 20:30 | 2.5721 | 2.5721
2022-05-14 21:00 | 2.5185 | 2.5185
2022-05-14 21:30 | 2.4114 | 2.4114
2022-05-14 22:00 | 2.197 | 2.197
2022-05-14 22:30 | 2.0899 | 2.0899
2022-05-14 23:00 | 2.0363 | 2.0363
2022-05-14 23:30 | 1.9291 | 1.9291
2022-05-15 | 1.8755 | 1.8755
2022-05-15 00:30 | 1.8219 | 1.8219
2022-05-15 01:00 | 1.6612 | 1.6612
2022-05-15 01:30 | 1.6612 | 1.6612
2022-05-15 02:00 | 1.7683 | 1.7683
2022-05-15 02:30 | 1.6612 | 1.6612
2022-05-15 03:00 | 1.6612 | 1.6612
2022-05-15 03:30 | 1.6612 | 1.6612
2022-05-15 04:00 | 1.554 | 1.554
2022-05-15 04:30 | 1.7148 | 1.7148
2022-05-15 05:00 | 1.7683 | 1.7683
2022-05-15 05:30 | 1.8219 | 1.8219
2022-05-15 06:00 | 1.8219 | 1.8219
2022-05-15 06:30 | 1.8755 | 1.8755
2022-05-15 07:00 | 2.0124 | 2.0124
2022-05-15 07:30 | 1.99 | 1.99
2022-05-15 08:00 | 1.9853 | 1.9853
2022-05-15 08:30 | 1.8807 | 1.8807
2022-05-15 09:00 | 1.8219 | 1.8219
2022-05-15 09:30 | 1.605 | 1.605
2022-05-15 10:00 | 1.601 | 1.601
2022-05-15 10:30 | 1.4621 | 1.4621
2022-05-15 11:00 | 1.3906 | 1.3906
2022-05-15 11:30 | 1.4468 | 1.4468
2022-05-15 12:00 | 1.3397 | 1.3397
2022-05-15 12:30 | 1.4468 | 1.4468
2022-05-15 13:00 | 1.4468 | 1.4468
2022-05-15 13:30 | 1.554 | 1.554
2022-05-15 14:00 | 1.6076 | 1.6076
2022-05-15 14:30 | 1.7683 | 1.7683
2022-05-15 15:00 | 1.8755 | 1.8755
2022-05-15 15:30 | 2.0363 | 2.0363
2022-05-15 16:00 | 2.3578 | 2.3578
2022-05-15 16:30 | 2.465 | 2.465
2022-05-15 17:00 | 2.6793 | 2.6793
2022-05-15 17:30 | 2.7329 | 2.7329
2022-05-15 18:00 | 3.0544 | 3.0544
2022-05-15 18:30 | 3.3223 | 3.3223
2022-05-15 19:00 | 3.2687 | 3.2687
2022-05-15 19:30 | 3.1186 | 3.1186
2022-05-15 20:00 | 3.0062 | 3.0062
2022-05-15 20:30 | 2.7771 | 2.7771
2022-05-15 21:00 | 2.6281 | 2.6281
2022-05-15 21:30 | 2.6786 | 2.6786
2022-05-15 22:00 | 2.4114 | 2.4114
2022-05-15 22:30 | 2.1434 | 2.1434
2022-05-15 23:00 | 2.1434 | 2.1434
2022-05-15 23:30 | 1.9291 | 1.9291
2022-05-16 | 1.8755 | 1.8755
2022-05-16 00:30 | 1.8219 | 1.8219
2022-05-16 01:00 | 1.7148 | 1.7148
2022-05-16 01:30 | 1.6684 | 1.6684
2022-05-16 02:00 | 1.7683 | 1.7683
2022-05-16 02:30 | 1.7148 | 1.7148
2022-05-16 03:00 | 1.6612 | 1.6612
2022-05-16 03:30 | 1.6136 | 1.6136
2022-05-16 04:00 | 1.6612 | 1.6612
2022-05-16 04:30 | 1.7148 | 1.7148
2022-05-16 05:00 | 1.8755 | 1.8755
2022-05-16 05:30 | 2.0363 | 2.0363
2022-05-16 06:00 | 2.1434 | 2.1434
2022-05-16 06:30 | 2.3578 | 2.3578
2022-05-16 07:00 | 2.5185 | 2.5185
2022-05-16 07:30 | 2.5721 | 2.5721
2022-05-16 08:00 | 2.5185 | 2.5185
2022-05-16 08:30 | 2.3578 | 2.3578
2022-05-16 09:00 | 2.0363 | 2.0363
2022-05-16 09:30 | 2.0899 | 2.0899
2022-05-16 10:00 | 1.9827 | 1.9827
2022-05-16 10:30 | 1.8755 | 1.8755
2022-05-16 11:00 | 1.8755 | 1.8755
2022-05-16 11:30 | 1.9827 | 1.9827
2022-05-16 12:00 | 1.9827 | 1.9827
2022-05-16 12:30 | 2.3042 | 2.3042
2022-05-16 13:00 | 2.465 | 2.465
2022-05-16 13:30 | 2.197 | 2.197
2022-05-16 14:00 | 2.3042 | 2.3042
2022-05-16 14:30 | 2.4114 | 2.4114
2022-05-16 15:00 | 2.465 | 2.465
2022-05-16 15:30 | 2.6793 | 2.6793
2022-05-16 16:00 | 2.9472 | 2.9472
2022-05-16 16:30 | 3.0008 | 3.0008
2022-05-16 17:00 | 3.108 | 3.108
2022-05-16 17:30 | 3.2687 | 3.2687
2022-05-16 18:00 | 3.2152 | 3.2152
2022-05-16 18:30 | 3.4831 | 3.4831
2022-05-16 19:00 | 3.5903 | 3.5903
2022-05-16 19:30 | 3.3223 | 3.3223
2022-05-16 20:00 | 3.2687 | 3.2687
2022-05-16 20:30 | 2.9472 | 2.9472
2022-05-16 21:00 | 2.8401 | 2.8401
2022-05-16 21:30 | 2.7329 | 2.7329
2022-05-16 22:00 | 2.5185 | 2.5185
2022-05-16 22:30 | 2.2506 | 2.2506
2022-05-16 23:00 | 2.1463 | 2.1463
2022-05-16 23:30 | 2.0899 | 2.0899
2022-05-17 | 1.9827 | 1.9827
2022-05-17 00:30 | 1.8755 | 1.8755
2022-05-17 01:00 | 1.7148 | 1.7148
2022-05-17 01:30 | 1.7148 | 1.7148
2022-05-17 02:00 | 1.7683 | 1.7683
2022-05-17 02:30 | 1.6076 | 1.6076
2022-05-17 03:00 | 1.6612 | 1.6612
2022-05-17 03:30 | 1.6612 | 1.6612
2022-05-17 04:00 | 1.6076 | 1.6076
2022-05-17 04:30 | 1.7683 | 1.7683
2022-05-17 05:00 | 1.9827 | 1.9827
2022-05-17 05:30 | 1.9827 | 1.9827
2022-05-17 06:00 | 2.0899 | 2.0899
2022-05-17 06:30 | 2.3578 | 2.3578
2022-05-17 07:00 | 2.4114 | 2.4114
2022-05-17 07:30 | 2.5185 | 2.5185
2022-05-17 08:00 | 2.5185 | 2.5185
2022-05-17 08:30 | 2.3042 | 2.3042
2022-05-17 09:00 | 2.0363 | 2.0363
2022-05-17 09:30 | 1.8755 | 1.8755
2022-05-17 10:00 | 1.8219 | 1.8219
2022-05-17 10:30 | 1.9291 | 1.9291
2022-05-17 11:00 | 2.1434 | 2.1434
2022-05-17 11:30 | 1.9827 | 1.9827
2022-05-17 12:00 | 1.7683 | 1.7683
2022-05-17 12:30 | 1.9827 | 1.9827
2022-05-17 13:00 | 2.1434 | 2.1434
2022-05-17 13:30 | 1.9827 | 1.9827
2022-05-17 14:00 | 2.1434 | 2.1434
2022-05-17 14:30 | 2.0899 | 2.0899
2022-05-17 15:00 | 2.3578 | 2.3578
2022-05-17 15:30 | 2.4114 | 2.4114
2022-05-17 16:00 | 2.4114 | 2.4114
2022-05-17 16:30 | 2.6257 | 2.6257
2022-05-17 17:00 | 2.7865 | 2.7865
2022-05-17 17:30 | 2.8401 | 2.8401
2022-05-17 18:00 | 2.9472 | 2.9472
2022-05-17 18:30 | 3.2687 | 3.2687
2022-05-17 19:00 | 3.4295 | 3.4295
2022-05-17 19:30 | 3.3223 | 3.3223
2022-05-17 20:00 | 3.108 | 3.108
2022-05-17 20:30 | 2.8496 | 2.8496
2022-05-17 21:00 | 2.7329 | 2.7329
2022-05-17 21:30 | 2.6257 | 2.6257
2022-05-17 22:00 | 2.4114 | 2.4114
2022-05-17 22:30 | 2.3042 | 2.3042
2022-05-17 23:00 | 1.9827 | 1.9827
2022-05-17 23:30 | 1.9827 | 1.9827
2022-05-18 | 1.9827 | 1.9827
2022-05-18 00:30 | 1.7683 | 1.7683
2022-05-18 01:00 | 1.7148 | 1.7148
2022-05-18 01:30 | 1.6612 | 1.6612
2022-05-18 02:00 | 1.7683 | 1.7683
2022-05-18 02:30 | 1.6612 | 1.6612
2022-05-18 03:00 | 1.7148 | 1.7148
2022-05-18 03:30 | 1.7148 | 1.7148
2022-05-18 04:00 | 1.7148 | 1.7148
2022-05-18 04:30 | 1.7683 | 1.7683
2022-05-18 05:00 | 1.8219 | 1.8219
2022-05-18 05:30 | 2.0899 | 2.0899
2022-05-18 06:00 | 2.197 | 2.197
2022-05-18 06:30 | 2.3578 | 2.3578
2022-05-18 07:00 | 2.5185 | 2.5185
2022-05-18 07:30 | 2.6257 | 2.6257
2022-05-18 08:00 | 2.6257 | 2.6257
2022-05-18 08:30 | 2.3578 | 2.3578
2022-05-18 09:00 | 2.1434 | 2.1434
2022-05-18 09:30 | 2.3042 | 2.3042
2022-05-18 10:00 | 1.9827 | 1.9827
2022-05-18 10:30 | 1.9827 | 1.9827
2022-05-18 11:00 | 1.9291 | 1.9291
2022-05-18 11:30 | 2.0899 | 2.0899
2022-05-18 12:00 | 2.0363 | 2.0363
2022-05-18 12:30 | 2.1434 | 2.1434
2022-05-18 13:00 | 2.2403 | 2.2403
2022-05-18 13:30 | 2.3042 | 2.3042
2022-05-18 14:00 | 2.4114 | 2.4114
2022-05-18 14:30 | 2.5721 | 2.5721
2022-05-18 15:00 | 2.9472 | 2.9472
2022-05-18 15:30 | 2.9472 | 2.9472
2022-05-18 16:00 | 3.0008 | 3.0008
2022-05-18 16:30 | 3.2152 | 3.2152
2022-05-18 17:00 | 3.2687 | 3.2687
2022-05-18 17:30 | 3.3759 | 3.3759
2022-05-18 18:00 | 3.5367 | 3.5367
2022-05-18 18:30 | 3.6974 | 3.6974
2022-05-18 19:00 | 4.0189 | 4.0189
2022-05-18 19:30 | 3.5903 | 3.5903
2022-05-18 20:00 | 3.3759 | 3.3759
2022-05-18 20:30 | 3.2152 | 3.2152
2022-05-18 21:00 | 2.9472 | 2.9472
2022-05-18 21:30 | 2.9472 | 2.9472
2022-05-18 22:00 | 2.6257 | 2.6257
2022-05-18 22:30 | 2.5185 | 2.5185
2022-05-18 23:00 | 2.4114 | 2.4114
2022-05-18 23:30 | 2.2506 | 2.2506
2022-05-19 | 2.0899 | 2.0899
2022-05-19 00:30 | 1.9827 | 1.9827
2022-05-19 01:00 | 1.9827 | 1.9827
2022-05-19 01:30 | 1.9291 | 1.9291
2022-05-19 02:00 | 1.8755 | 1.8755
2022-05-19 02:30 | 1.8755 | 1.8755
2022-05-19 03:00 | 1.8755 | 1.8755
2022-05-19 03:30 | 1.8219 | 1.8219
2022-05-19 04:00 | 1.9291 | 1.9291
2022-05-19 04:30 | 1.9291 | 1.9291
2022-05-19 05:00 | 2.0899 | 2.0899
2022-05-19 05:30 | 2.2506 | 2.2506
2022-05-19 06:00 | 2.4114 | 2.4114
2022-05-19 06:30 | 2.465 | 2.465
2022-05-19 07:00 | 2.6257 | 2.6257
2022-05-19 07:30 | 2.6257 | 2.6257
2022-05-19 08:00 | 2.6257 | 2.6257
2022-05-19 08:30 | 2.5721 | 2.5721
2022-05-19 09:00 | 2.4114 | 2.4114
2022-05-19 09:30 | 2.3578 | 2.3578
2022-05-19 10:00 | 2.0899 | 2.0899
2022-05-19 10:30 | 2.0758 | 2.0758
2022-05-19 11:00 | 2.4114 | 2.4114
2022-05-19 11:30 | 2.197 | 2.197
2022-05-19 12:00 | 2.6793 | 2.6793
2022-05-19 12:30 | 2.5721 | 2.5721
2022-05-19 13:00 | 2.465 | 2.465
2022-05-19 13:30 | 2.5185 | 2.5185
2022-05-19 14:00 | 2.7329 | 2.7329
2022-05-19 14:30 | 3.108 | 3.108
2022-05-19 15:00 | 2.7329 | 2.7329
2022-05-19 15:30 | 3.4295 | 3.4295
2022-05-19 16:00 | 3.1616 | 3.1616
2022-05-19 16:30 | 3.4295 | 3.4295
2022-05-19 17:00 | 3.5061 | 3.5061
2022-05-19 17:30 | 3.5903 | 3.5903
2022-05-19 18:00 | 3.6438 | 3.6438
2022-05-19 18:30 | 3.6974 | 3.6974
2022-05-19 19:00 | 3.6974 | 3.6974
2022-05-19 19:30 | 3.6438 | 3.6438
2022-05-19 20:00 | 3.3759 | 3.3759
2022-05-19 20:30 | 3.2687 | 3.2687
2022-05-19 21:00 | 2.9472 | 2.9472
2022-05-19 21:30 | 2.9472 | 2.9472
2022-05-19 22:00 | 2.8936 | 2.8936
2022-05-19 22:30 | 2.465 | 2.465
2022-05-19 23:00 | 2.465 | 2.465
2022-05-19 23:30 | 2.3578 | 2.3578
2022-05-20 | 2.1434 | 2.1434
2022-05-20 00:30 | 2.0899 | 2.0899
2022-05-20 01:00 | 2.0899 | 2.0899
2022-05-20 01:30 | 1.9291 | 1.9291
2022-05-20 02:00 | 1.9827 | 1.9827
2022-05-20 02:30 | 1.9291 | 1.9291
2022-05-20 03:00 | 1.8755 | 1.8755
2022-05-20 03:30 | 1.8755 | 1.8755
2022-05-20 04:00 | 1.8219 | 1.8219
2022-05-20 04:30 | 2.0363 | 2.0363
2022-05-20 05:00 | 2.1434 | 2.1434
2022-05-20 05:30 | 2.197 | 2.197
2022-05-20 06:00 | 2.2506 | 2.2506
2022-05-20 06:30 | 2.465 | 2.465
2022-05-20 07:00 | 2.5243 | 2.5243
2022-05-20 07:30 | 2.6793 | 2.6793
2022-05-20 08:00 | 2.5185 | 2.5185
2022-05-20 08:30 | 2.465 | 2.465
2022-05-20 09:00 | 2.197 | 2.197
2022-05-20 09:30 | 2.1434 | 2.1434
2022-05-20 10:00 | 2.2506 | 2.2506
2022-05-20 10:30 | 1.8755 | 1.8755
2022-05-20 11:00 | 2.0899 | 2.0899
2022-05-20 11:30 | 2.1434 | 2.1434
2022-05-20 12:00 | 2.197 | 2.197
2022-05-20 12:30 | 2.3578 | 2.3578
2022-05-20 13:00 | 2.3578 | 2.3578
2022-05-20 13:30 | 2.3042 | 2.3042
2022-05-20 14:00 | 2.4114 | 2.4114
2022-05-20 14:30 | 2.6257 | 2.6257
2022-05-20 15:00 | 2.6793 | 2.6793
2022-05-20 15:30 | 2.9472 | 2.9472
2022-05-20 16:00 | 3.0544 | 3.0544
2022-05-20 16:30 | 3.2687 | 3.2687
2022-05-20 17:00 | 3.3759 | 3.3759
2022-05-20 17:30 | 3.3759 | 3.3759
2022-05-20 18:00 | 3.3223 | 3.3223
2022-05-20 18:30 | 3.5367 | 3.5367
2022-05-20 19:00 | 3.5903 | 3.5903
2022-05-20 19:30 | 3.3759 | 3.3759
2022-05-20 20:00 | 3.0544 | 3.0544
2022-05-20 20:30 | 3.0008 | 3.0008
2022-05-20 21:00 | 2.8401 | 2.8401
2022-05-20 21:30 | 2.7329 | 2.7329
2022-05-20 22:00 | 2.5721 | 2.5721
2022-05-20 22:30 | 2.4114 | 2.4114
2022-05-20 23:00 | 2.197 | 2.197
2022-05-20 23:30 | 2.0899 | 2.0899
2022-05-21 | 2.0899 | 2.0899
2022-05-21 00:30 | 1.8755 | 1.8755
2022-05-21 01:00 | 1.9291 | 1.9291
2022-05-21 01:30 | 1.8755 | 1.8755
2022-05-21 02:00 | 1.8219 | 1.8219
2022-05-21 02:30 | 1.7683 | 1.7683
2022-05-21 03:00 | 1.8755 | 1.8755
2022-05-21 03:30 | 1.7148 | 1.7148
2022-05-21 04:00 | 1.7683 | 1.7683
2022-05-21 04:30 | 1.8755 | 1.8755
2022-05-21 05:00 | 1.8755 | 1.8755
2022-05-21 05:30 | 1.9827 | 1.9827
2022-05-21 06:00 | 1.9827 | 1.9827
2022-05-21 06:30 | 2.0363 | 2.0363
2022-05-21 07:00 | 2.0899 | 2.0899
2022-05-21 07:30 | 2.3042 | 2.3042
2022-05-21 08:00 | 2.197 | 2.197
2022-05-21 08:30 | 2.0363 | 2.0363
2022-05-21 09:00 | 2.0363 | 2.0363
2022-05-21 09:30 | 1.8755 | 1.8755
2022-05-21 10:00 | 1.8219 | 1.8219
2022-05-21 10:30 | 1.7148 | 1.7148
2022-05-21 11:00 | 1.7683 | 1.7683
2022-05-21 11:30 | 1.7148 | 1.7148
2022-05-21 12:00 | 1.6076 | 1.6076
2022-05-21 12:30 | 1.7148 | 1.7148
2022-05-21 13:00 | 1.8219 | 1.8219
2022-05-21 13:30 | 1.8755 | 1.8755
2022-05-21 14:00 | 1.8219 | 1.8219
2022-05-21 14:30 | 2.1434 | 2.1434
2022-05-21 15:00 | 2.0899 | 2.0899
2022-05-21 15:30 | 2.3042 | 2.3042
2022-05-21 16:00 | 2.5185 | 2.5185
2022-05-21 16:30 | 2.7329 | 2.7329
2022-05-21 17:00 | 2.7617 | 2.7617
2022-05-21 17:30 | 2.9472 | 2.9472
2022-05-21 18:00 | 3.0008 | 3.0008
2022-05-21 18:30 | 3.1616 | 3.1616
2022-05-21 19:00 | 3.1616 | 3.1616
2022-05-21 19:30 | 3.108 | 3.108
2022-05-21 20:00 | 3.0544 | 3.0544
2022-05-21 20:30 | 2.8401 | 2.8401
2022-05-21 21:00 | 2.7329 | 2.7329
2022-05-21 21:30 | 2.6257 | 2.6257
2022-05-21 22:00 | 2.4114 | 2.4114
2022-05-21 22:30 | 2.2506 | 2.2506
2022-05-21 23:00 | 2.197 | 2.197
2022-05-21 23:30 | 2.0899 | 2.0899
2022-05-22 | 2.0899 | 2.0899
2022-05-22 00:30 | 1.9827 | 1.9827
2022-05-22 01:00 | 1.8755 | 1.8755
2022-05-22 01:30 | 1.8219 | 1.8219
2022-05-22 02:00 | 1.7683 | 1.7683
2022-05-22 02:30 | 1.8219 | 1.8219
2022-05-22 03:00 | 1.7148 | 1.7148
2022-05-22 03:30 | 1.7683 | 1.7683
2022-05-22 04:00 | 1.7148 | 1.7148
2022-05-22 04:30 | 1.8219 | 1.8219
2022-05-22 05:00 | 1.9827 | 1.9827
2022-05-22 05:30 | 1.8219 | 1.8219
2022-05-22 06:00 | 1.8746 | 1.8746
2022-05-22 06:30 | 1.9886 | 1.9886
2022-05-22 07:00 | 2.0127 | 2.0127
2022-05-22 07:30 | 1.9811 | 1.9811
2022-05-22 08:00 | 2.0363 | 2.0363
2022-05-22 08:30 | 1.9291 | 1.9291
2022-05-22 09:00 | 2.0363 | 2.0363
2022-05-22 09:30 | 1.7683 | 1.7683
2022-05-22 10:00 | 1.6172 | 1.6172
2022-05-22 10:30 | 1.7321 | 1.7321
2022-05-22 11:00 | 1.6734 | 1.6734
2022-05-22 11:30 | 1.8884 | 1.8884
2022-05-22 12:00 | 2.0161 | 2.0161
2022-05-22 12:30 | 1.6628 | 1.6628
2022-05-22 13:00 | 1.8219 | 1.8219
2022-05-22 13:30 | 1.7879 | 1.7879
2022-05-22 14:00 | 1.8858 | 1.8858
2022-05-22 14:30 | 2.0363 | 2.0363
2022-05-22 15:00 | 2.2506 | 2.2506
2022-05-22 15:30 | 2.3578 | 2.3578
2022-05-22 16:00 | 2.5996 | 2.5996
2022-05-22 16:30 | 2.6823 | 2.6823
2022-05-22 17:00 | 2.934 | 2.934
2022-05-22 17:30 | 3.0543 | 3.0543
2022-05-22 18:00 | 3.2152 | 3.2152
2022-05-22 18:30 | 3.2687 | 3.2687
2022-05-22 19:00 | 3.4295 | 3.4295
2022-05-22 19:30 | 3.2283 | 3.2283
2022-05-22 20:00 | 3.0008 | 3.0008
2022-05-22 20:30 | 2.914 | 2.914
2022-05-22 21:00 | 2.6508 | 2.6508
2022-05-22 21:30 | 2.7329 | 2.7329
2022-05-22 22:00 | 2.5185 | 2.5185
2022-05-22 22:30 | 2.2506 | 2.2506
2022-05-22 23:00 | 2.1667 | 2.1667
2022-05-22 23:30 | 1.9407 | 1.9407
2022-05-23 | 1.9538 | 1.9538
2022-05-23 00:30 | 1.843 | 1.843
2022-05-23 01:00 | 1.7905 | 1.7905
2022-05-23 01:30 | 1.7545 | 1.7545
2022-05-23 02:00 | 1.7194 | 1.7194
2022-05-23 02:30 | 1.7113 | 1.7113
2022-05-23 03:00 | 1.676 | 1.676
2022-05-23 03:30 | 1.6757 | 1.6757
2022-05-23 04:00 | 1.7896 | 1.7896
2022-05-23 04:30 | 1.8012 | 1.8012
2022-05-23 05:00 | 1.8755 | 1.8755
2022-05-23 05:30 | 2.1268 | 2.1268
2022-05-23 06:00 | 2.1325 | 2.1325
2022-05-23 06:30 | 2.3284 | 2.3284
2022-05-23 07:00 | 2.465 | 2.465
2022-05-23 07:30 | 2.4853 | 2.4853
2022-05-23 08:00 | 2.6222 | 2.6222
2022-05-23 08:30 | 2.3295 | 2.3295
2022-05-23 09:00 | 2.1015 | 2.1015
2022-05-23 09:30 | 1.9978 | 1.9978
2022-05-23 10:00 | 1.8219 | 1.8219
2022-05-23 10:30 | 1.8642 | 1.8642
2022-05-23 11:00 | 1.8219 | 1.8219
2022-05-23 11:30 | 1.8359 | 1.8359
2022-05-23 12:00 | 1.8755 | 1.8755
2022-05-23 12:30 | 1.9491 | 1.9491
2022-05-23 13:00 | 2.0007 | 2.0007
2022-05-23 13:30 | 2.0675 | 2.0675
2022-05-23 14:00 | 2.0363 | 2.0363
2022-05-23 14:30 | 2.4265 | 2.4265
2022-05-23 15:00 | 2.3239 | 2.3239
2022-05-23 15:30 | 2.5185 | 2.5185
2022-05-23 16:00 | 2.6256 | 2.6256
2022-05-23 16:30 | 2.893 | 2.893
2022-05-23 17:00 | 2.8936 | 2.8936
2022-05-23 17:30 | 3.0008 | 3.0008
2022-05-23 18:00 | 3.1616 | 3.1616
2022-05-23 18:30 | 3.2687 | 3.2687
2022-05-23 19:00 | 3.478 | 3.478
2022-05-23 19:30 | 3.1969 | 3.1969
2022-05-23 20:00 | 2.9656 | 2.9656
2022-05-23 20:30 | 2.8401 | 2.8401
2022-05-23 21:00 | 2.6883 | 2.6883
2022-05-23 21:30 | 2.6257 | 2.6257
2022-05-23 22:00 | 2.4114 | 2.4114
2022-05-23 22:30 | 2.1434 | 2.1434
2022-05-23 23:00 | 1.9827 | 1.9827
2022-05-23 23:30 | 1.9827 | 1.9827
2022-05-24 | 1.8219 | 1.8219
2022-05-24 00:30 | 1.8219 | 1.8219
2022-05-24 01:00 | 1.7683 | 1.7683
2022-05-24 01:30 | 1.6612 | 1.6612
2022-05-24 02:00 | 1.7683 | 1.7683
2022-05-24 02:30 | 1.7148 | 1.7148
2022-05-24 03:00 | 1.6612 | 1.6612
2022-05-24 03:30 | 1.6612 | 1.6612
2022-05-24 04:00 | 1.6612 | 1.6612
2022-05-24 04:30 | 1.7683 | 1.7683
2022-05-24 05:00 | 1.8219 | 1.8219
2022-05-24 05:30 | 1.9827 | 1.9827
2022-05-24 06:00 | 2.3042 | 2.3042
2022-05-24 06:30 | 2.3578 | 2.3578
2022-05-24 07:00 | 2.5185 | 2.5185
2022-05-24 07:30 | 2.5185 | 2.5185
2022-05-24 08:00 | 2.5185 | 2.5185
2022-05-24 08:30 | 2.197 | 2.197
2022-05-24 09:00 | 2.3578 | 2.3578
2022-05-24 09:30 | 1.9291 | 1.9291
2022-05-24 10:00 | 1.6612 | 1.6612
2022-05-24 10:30 | 1.7683 | 1.7683
2022-05-24 11:00 | 1.6076 | 1.6076
2022-05-24 11:30 | 1.7683 | 1.7683
2022-05-24 12:00 | 1.7148 | 1.7148
2022-05-24 12:30 | 1.7683 | 1.7683
2022-05-24 13:00 | 1.8219 | 1.8219
2022-05-24 13:30 | 1.8219 | 1.8219
2022-05-24 14:00 | 1.8755 | 1.8755
2022-05-24 14:30 | 2.1434 | 2.1434
2022-05-24 15:00 | 2.3042 | 2.3042
2022-05-24 15:30 | 2.4163 | 2.4163
2022-05-24 16:00 | 2.7329 | 2.7329
2022-05-24 16:30 | 2.7329 | 2.7329
2022-05-24 17:00 | 2.9472 | 2.9472
2022-05-24 17:30 | 3.1616 | 3.1616
2022-05-24 18:00 | 3.2152 | 3.2152
2022-05-24 18:30 | 3.4831 | 3.4831
2022-05-24 19:00 | 3.4831 | 3.4831
2022-05-24 19:30 | 3.3223 | 3.3223
2022-05-24 20:00 | 3.108 | 3.108
2022-05-24 20:30 | 2.9472 | 2.9472
2022-05-24 21:00 | 2.7329 | 2.7329
2022-05-24 21:30 | 2.5177 | 2.5177
2022-05-24 22:00 | 2.4114 | 2.4114
2022-05-24 22:30 | 2.2506 | 2.2506
2022-05-24 23:00 | 2.0899 | 2.0899
2022-05-24 23:30 | 1.9827 | 1.9827
2022-05-25 | 1.8755 | 1.8755
2022-05-25 00:30 | 1.8755 | 1.8755
2022-05-25 01:00 | 1.7683 | 1.7683
2022-05-25 01:30 | 1.7148 | 1.7148
2022-05-25 02:00 | 1.7148 | 1.7148
2022-05-25 02:30 | 1.6612 | 1.6612
2022-05-25 03:00 | 1.7148 | 1.7148
2022-05-25 03:30 | 1.7148 | 1.7148
2022-05-25 04:00 | 1.7683 | 1.7683
2022-05-25 04:30 | 1.7683 | 1.7683
2022-05-25 05:00 | 1.8219 | 1.8219
2022-05-25 05:30 | 2.0899 | 2.0899
2022-05-25 06:00 | 2.197 | 2.197
2022-05-25 06:30 | 2.4114 | 2.4114
2022-05-25 07:00 | 2.4114 | 2.4114
2022-05-25 07:30 | 2.6257 | 2.6257
2022-05-25 08:00 | 2.4114 | 2.4114
2022-05-25 08:30 | 2.2506 | 2.2506
2022-05-25 09:00 | 2.0899 | 2.0899
2022-05-25 09:30 | 2.0899 | 2.0899
2022-05-25 10:00 | 1.8755 | 1.8755
2022-05-25 10:30 | 1.7683 | 1.7683
2022-05-25 11:00 | 1.809 | 1.809
2022-05-25 11:30 | 1.6612 | 1.6612
2022-05-25 12:00 | 1.8219 | 1.8219
2022-05-25 12:30 | 1.9291 | 1.9291
2022-05-25 13:00 | 1.8755 | 1.8755
2022-05-25 13:30 | 2.0168 | 2.0168
2022-05-25 14:00 | 2.0363 | 2.0363
2022-05-25 14:30 | 2.1434 | 2.1434
2022-05-25 15:00 | 2.2511 | 2.2511
2022-05-25 15:30 | 2.5186 | 2.5186
2022-05-25 16:00 | 2.6419 | 2.6419
2022-05-25 16:30 | 2.7865 | 2.7865
2022-05-25 17:00 | 2.8737 | 2.8737
2022-05-25 17:30 | 3.0574 | 3.0574
2022-05-25 18:00 | 3.0462 | 3.0462
2022-05-25 18:30 | 3.3223 | 3.3223
2022-05-25 19:00 | 3.4129 | 3.4129
2022-05-25 19:30 | 3.2152 | 3.2152
2022-05-25 20:00 | 3.1008 | 3.1008
2022-05-25 20:30 | 2.7371 | 2.7371
2022-05-25 21:00 | 2.6305 | 2.6305
2022-05-25 21:30 | 2.6794 | 2.6794
2022-05-25 22:00 | 2.4296 | 2.4296
2022-05-25 22:30 | 2.197 | 2.197
2022-05-25 23:00 | 2.1094 | 2.1094
2022-05-25 23:30 | 1.9391 | 1.9391
2022-05-26 | 1.7879 | 1.7879
2022-05-26 00:30 | 1.8109 | 1.8109
2022-05-26 01:00 | 1.7569 | 1.7569
2022-05-26 01:30 | 1.7002 | 1.7002
2022-05-26 02:00 | 1.6607 | 1.6607
2022-05-26 02:30 | 1.663 | 1.663
2022-05-26 03:00 | 1.6471 | 1.6471
2022-05-26 03:30 | 1.6612 | 1.6612
2022-05-26 04:00 | 1.6612 | 1.6612
2022-05-26 04:30 | 1.8157 | 1.8157
2022-05-26 05:00 | 1.9076 | 1.9076
2022-05-26 05:30 | 2.0657 | 2.0657
2022-05-26 06:00 | 2.118 | 2.118
2022-05-26 06:30 | 2.3959 | 2.3959
2022-05-26 07:00 | 2.3793 | 2.3793
2022-05-26 07:30 | 2.6257 | 2.6257
2022-05-26 08:00 | 2.5602 | 2.5602
2022-05-26 08:30 | 2.1223 | 2.1223
2022-05-26 09:00 | 2.2506 | 2.2506
2022-05-26 09:30 | 1.8755 | 1.8755
2022-05-26 10:00 | 1.8755 | 1.8755
2022-05-26 10:30 | 1.8074 | 1.8074
2022-05-26 11:00 | 1.7148 | 1.7148
2022-05-26 11:30 | 1.7027 | 1.7027
2022-05-26 12:00 | 1.7233 | 1.7233
2022-05-26 12:30 | 1.7836 | 1.7836
2022-05-26 13:00 | 1.793 | 1.793
2022-05-26 13:30 | 1.8219 | 1.8219
2022-05-26 14:00 | 2.0161 | 2.0161
2022-05-26 14:30 | 2.1434 | 2.1434
2022-05-26 15:00 | 2.2323 | 2.2323
2022-05-26 15:30 | 2.3192 | 2.3192
2022-05-26 16:00 | 2.7865 | 2.7865
2022-05-26 16:30 | 2.7329 | 2.7329
2022-05-26 17:00 | 2.7971 | 2.7971
2022-05-26 17:30 | 3.0268 | 3.0268
2022-05-26 18:00 | 2.9602 | 2.9602
2022-05-26 18:30 | 3.3742 | 3.3742
2022-05-26 19:00 | 3.4079 | 3.4079
2022-05-26 19:30 | 3.2152 | 3.2152
2022-05-26 20:00 | 3.0599 | 3.0599
2022-05-26 20:30 | 2.7865 | 2.7865
2022-05-26 21:00 | 2.6257 | 2.6257
2022-05-26 21:30 | 2.5185 | 2.5185
2022-05-26 22:00 | 2.3578 | 2.3578
2022-05-26 22:30 | 2.1434 | 2.1434
2022-05-26 23:00 | 1.9827 | 1.9827
2022-05-26 23:30 | 1.8755 | 1.8755
2022-05-27 | 1.8755 | 1.8755
2022-05-27 00:30 | 1.7127 | 1.7127
2022-05-27 01:00 | 1.6721 | 1.6721
2022-05-27 01:30 | 1.6612 | 1.6612
2022-05-27 02:00 | 1.6532 | 1.6532
2022-05-27 02:30 | 1.6094 | 1.6094
2022-05-27 03:00 | 1.5576 | 1.5576
2022-05-27 03:30 | 1.6612 | 1.6612
2022-05-27 04:00 | 1.6534 | 1.6534
2022-05-27 04:30 | 1.7183 | 1.7183
2022-05-27 05:00 | 2.0068 | 2.0068
2022-05-27 05:30 | 2.0828 | 2.0828
2022-05-27 06:00 | 2.1898 | 2.1898
2022-05-27 06:30 | 2.4184 | 2.4184
2022-05-27 07:00 | 2.4114 | 2.4114
2022-05-27 07:30 | 2.5721 | 2.5721
2022-05-27 08:00 | 2.465 | 2.465
2022-05-27 08:30 | 2.2506 | 2.2506
2022-05-27 09:00 | 2.1434 | 2.1434
2022-05-27 09:30 | 1.8755 | 1.8755
2022-05-27 10:00 | 1.7683 | 1.7683
2022-05-27 10:30 | 1.7683 | 1.7683
2022-05-27 11:00 | 1.6076 | 1.6076
2022-05-27 11:30 | 1.7683 | 1.7683
2022-05-27 12:00 | 1.6612 | 1.6612
2022-05-27 12:30 | 1.7683 | 1.7683
2022-05-27 13:00 | 1.8219 | 1.8219
2022-05-27 13:30 | 1.8219 | 1.8219
2022-05-27 14:00 | 1.8219 | 1.8219
2022-05-27 14:30 | 2.0899 | 2.0899
2022-05-27 15:00 | 2.0363 | 2.0363
2022-05-27 15:30 | 2.3042 | 2.3042
2022-05-27 16:00 | 2.4114 | 2.4114
2022-05-27 16:30 | 2.5721 | 2.5721
2022-05-27 17:00 | 2.7865 | 2.7865
2022-05-27 17:30 | 2.8401 | 2.8401
2022-05-27 18:00 | 2.8936 | 2.8936
2022-05-27 18:30 | 3.1616 | 3.1616
2022-05-27 19:00 | 3.1616 | 3.1616
2022-05-27 19:30 | 2.9472 | 2.9472
2022-05-27 20:00 | 2.7329 | 2.7329
2022-05-27 20:30 | 2.6257 | 2.6257
2022-05-27 21:00 | 2.5185 | 2.5185
2022-05-27 21:30 | 2.465 | 2.465
2022-05-27 22:00 | 2.3578 | 2.3578
2022-05-27 22:30 | 2.197 | 2.197
2022-05-27 23:00 | 2.0899 | 2.0899
2022-05-27 23:30 | 1.9827 | 1.9827
2022-05-28 | 1.8219 | 1.8219
2022-05-28 00:30 | 1.7148 | 1.7148
2022-05-28 01:00 | 1.7148 | 1.7148
2022-05-28 01:30 | 1.6612 | 1.6612
2022-05-28 02:00 | 1.6612 | 1.6612
2022-05-28 02:30 | 1.7656 | 1.7656
2022-05-28 03:00 | 1.7148 | 1.7148
2022-05-28 03:30 | 1.6612 | 1.6612
2022-05-28 04:00 | 1.6612 | 1.6612
2022-05-28 04:30 | 1.6612 | 1.6612
2022-05-28 05:00 | 1.7683 | 1.7683
2022-05-28 05:30 | 1.8755 | 1.8755
2022-05-28 06:00 | 1.8755 | 1.8755
2022-05-28 06:30 | 1.9291 | 1.9291
2022-05-28 07:00 | 2.197 | 2.197
2022-05-28 07:30 | 2.1434 | 2.1434
2022-05-28 08:00 | 2.2506 | 2.2506
2022-05-28 08:30 | 2.197 | 2.197
2022-05-28 09:00 | 2.0899 | 2.0899
2022-05-28 09:30 | 1.8219 | 1.8219
2022-05-28 10:00 | 1.7148 | 1.7148
2022-05-28 10:30 | 1.554 | 1.554
2022-05-28 11:00 | 1.4468 | 1.4468
2022-05-28 11:30 | 1.3932 | 1.3932
2022-05-28 12:00 | 1.3397 | 1.3397
2022-05-28 12:30 | 1.3397 | 1.3397
2022-05-28 13:00 | 1.3397 | 1.3397
2022-05-28 13:30 | 1.3397 | 1.3397
2022-05-28 14:00 | 1.3932 | 1.3932
2022-05-28 14:30 | 1.4468 | 1.4468
2022-05-28 15:00 | 1.6076 | 1.6076
2022-05-28 15:30 | 1.6612 | 1.6612
2022-05-28 16:00 | 1.9291 | 1.9291
2022-05-28 16:30 | 2.1434 | 2.1434
2022-05-28 17:00 | 2.2506 | 2.2506
2022-05-28 17:30 | 2.4114 | 2.4114
2022-05-28 18:00 | 2.6257 | 2.6257
2022-05-28 18:30 | 2.8401 | 2.8401
2022-05-28 19:00 | 2.8934 | 2.8934
2022-05-28 19:30 | 2.6257 | 2.6257
2022-05-28 20:00 | 2.6257 | 2.6257
2022-05-28 20:30 | 2.5185 | 2.5185
2022-05-28 21:00 | 2.3578 | 2.3578
2022-05-28 21:30 | 2.3578 | 2.3578
2022-05-28 22:00 | 2.2506 | 2.2506
2022-05-28 22:30 | 1.9291 | 1.9291
2022-05-28 23:00 | 1.8755 | 1.8755
2022-05-28 23:30 | 1.8219 | 1.8219
2022-05-29 | 1.8219 | 1.8219
2022-05-29 00:30 | 1.7148 | 1.7148
2022-05-29 01:00 | 1.7148 | 1.7148
2022-05-29 01:30 | 1.6076 | 1.6076
2022-05-29 02:00 | 1.554 | 1.554
2022-05-29 02:30 | 1.6612 | 1.6612
2022-05-29 03:00 | 1.554 | 1.554
2022-05-29 03:30 | 1.554 | 1.554
2022-05-29 04:00 | 1.6612 | 1.6612
2022-05-29 04:30 | 1.6612 | 1.6612
2022-05-29 05:00 | 1.7683 | 1.7683
2022-05-29 05:30 | 1.8755 | 1.8755
2022-05-29 06:00 | 1.8219 | 1.8219
2022-05-29 06:30 | 1.9827 | 1.9827
2022-05-29 07:00 | 1.9827 | 1.9827
2022-05-29 07:30 | 2.0899 | 2.0899
2022-05-29 08:00 | 2.0363 | 2.0363
2022-05-29 08:30 | 1.9827 | 1.9827
2022-05-29 09:00 | 1.9827 | 1.9827
2022-05-29 09:30 | 1.7683 | 1.7683
2022-05-29 10:00 | 1.554 | 1.554
2022-05-29 10:30 | 1.3932 | 1.3932
2022-05-29 11:00 | 1.4468 | 1.4468
2022-05-29 11:30 | 1.3397 | 1.3397
2022-05-29 12:00 | 1.3932 | 1.3932
2022-05-29 12:30 | 1.4592 | 1.4592
2022-05-29 13:00 | 1.4468 | 1.4468
2022-05-29 13:30 | 1.4468 | 1.4468
2022-05-29 14:00 | 1.6076 | 1.6076
2022-05-29 14:30 | 1.6612 | 1.6612
2022-05-29 15:00 | 1.8755 | 1.8755
2022-05-29 15:30 | 2.0774 | 2.0774
2022-05-29 16:00 | 2.2506 | 2.2506
2022-05-29 16:30 | 2.3137 | 2.3137
2022-05-29 17:00 | 2.6793 | 2.6793
2022-05-29 17:30 | 3.0008 | 3.0008
2022-05-29 18:00 | 2.9472 | 2.9472
2022-05-29 18:30 | 3.108 | 3.108
2022-05-29 19:00 | 3.1616 | 3.1616
2022-05-29 19:30 | 2.8936 | 2.8936
2022-05-29 20:00 | 2.8401 | 2.8401
2022-05-29 20:30 | 2.6793 | 2.6793
2022-05-29 21:00 | 2.5185 | 2.5185
2022-05-29 21:30 | 2.6257 | 2.6257
2022-05-29 22:00 | 2.4114 | 2.4114
2022-05-29 22:30 | 2.0363 | 2.0363
2022-05-29 23:00 | 1.9827 | 1.9827
2022-05-29 23:30 | 1.8065 | 1.8065
2022-05-30 | 1.7398 | 1.7398
2022-05-30 00:30 | 1.7683 | 1.7683
2022-05-30 01:00 | 1.718 | 1.718
2022-05-30 01:30 | 1.6397 | 1.6397
2022-05-30 02:00 | 1.6612 | 1.6612
2022-05-30 02:30 | 1.5257 | 1.5257
2022-05-30 03:00 | 1.5725 | 1.5725
2022-05-30 03:30 | 1.6612 | 1.6612
2022-05-30 04:00 | 1.6698 | 1.6698
2022-05-30 04:30 | 1.7482 | 1.7482
2022-05-30 05:00 | 1.9291 | 1.9291
2022-05-30 05:30 | 2.024 | 2.024
2022-05-30 06:00 | 2.1415 | 2.1415
2022-05-30 06:30 | 2.4069 | 2.4069
2022-05-30 07:00 | 2.465 | 2.465
2022-05-30 07:30 | 2.7582 | 2.7582
2022-05-30 08:00 | 2.5185 | 2.5185
2022-05-30 08:30 | 2.3578 | 2.3578
2022-05-30 09:00 | 2.0899 | 2.0899
2022-05-30 09:30 | 1.8755 | 1.8755
2022-05-30 10:00 | 1.7683 | 1.7683
2022-05-30 10:30 | 1.7683 | 1.7683
2022-05-30 11:00 | 1.8219 | 1.8219
2022-05-30 11:30 | 1.8219 | 1.8219
2022-05-30 12:00 | 1.9291 | 1.9291
2022-05-30 12:30 | 1.8219 | 1.8219
2022-05-30 13:00 | 1.8755 | 1.8755
2022-05-30 13:30 | 2.3578 | 2.3578
2022-05-30 14:00 | 2.3042 | 2.3042
2022-05-30 14:30 | 2.5721 | 2.5721
2022-05-30 15:00 | 2.6257 | 2.6257
2022-05-30 15:30 | 2.7865 | 2.7865
2022-05-30 16:00 | 3.0544 | 3.0544
2022-05-30 16:30 | 3.2152 | 3.2152
2022-05-30 17:00 | 3.2152 | 3.2152
2022-05-30 17:30 | 3.4831 | 3.4831
2022-05-30 18:00 | 3.4295 | 3.4295
2022-05-30 18:30 | 3.5903 | 3.5903
2022-05-30 19:00 | 3.8046 | 3.8046
2022-05-30 19:30 | 3.5367 | 3.5367
2022-05-30 20:00 | 3.3223 | 3.3223
2022-05-30 20:30 | 3.108 | 3.108
2022-05-30 21:00 | 2.7865 | 2.7865
2022-05-30 21:30 | 2.7865 | 2.7865
2022-05-30 22:00 | 2.5185 | 2.5185
2022-05-30 22:30 | 2.197 | 2.197
2022-05-30 23:00 | 2.0899 | 2.0899
2022-05-30 23:30 | 1.9827 | 1.9827
2022-05-31 | 1.8755 | 1.8755
2022-05-31 00:30 | 1.7683 | 1.7683
2022-05-31 01:00 | 1.7148 | 1.7148
2022-05-31 01:30 | 1.6612 | 1.6612
2022-05-31 02:00 | 1.7148 | 1.7148
2022-05-31 02:30 | 1.6612 | 1.6612
2022-05-31 03:00 | 1.6612 | 1.6612
2022-05-31 03:30 | 1.7148 | 1.7148
2022-05-31 04:00 | 1.6612 | 1.6612
2022-05-31 04:30 | 1.7683 | 1.7683
2022-05-31 05:00 | 1.9337 | 1.9337
2022-05-31 05:30 | 2.0363 | 2.0363
2022-05-31 06:00 | 2.1434 | 2.1434
2022-05-31 06:30 | 2.4114 | 2.4114
2022-05-31 07:00 | 2.465 | 2.465
2022-05-31 07:30 | 2.6257 | 2.6257
2022-05-31 08:00 | 2.7329 | 2.7329
2022-05-31 08:30 | 2.197 | 2.197
2022-05-31 09:00 | 2.0899 | 2.0899
2022-05-31 09:30 | 1.9291 | 1.9291
2022-05-31 10:00 | 1.554 | 1.554
2022-05-31 10:30 | 1.7148 | 1.7148
2022-05-31 11:00 | 1.554 | 1.554
2022-05-31 11:30 | 1.554 | 1.554
2022-05-31 12:00 | 1.4468 | 1.4468
2022-05-31 12:30 | 1.5004 | 1.5004
2022-05-31 13:00 | 1.4468 | 1.4468
2022-05-31 13:30 | 1.554 | 1.554
2022-05-31 14:00 | 1.6076 | 1.6076
2022-05-31 14:30 | 1.6612 | 1.6612
2022-05-31 15:00 | 1.8219 | 1.8219
2022-05-31 15:30 | 1.8755 | 1.8755
2022-05-31 16:00 | 2.2131 | 2.2131
2022-05-31 16:30 | 2.3042 | 2.3042
2022-05-31 17:00 | 2.4114 | 2.4114
2022-05-31 17:30 | 2.7865 | 2.7865
2022-05-31 18:00 | 2.8401 | 2.8401
2022-05-31 18:30 | 3.2687 | 3.2687
2022-05-31 19:00 | 3.2152 | 3.2152
2022-05-31 19:30 | 3.015 | 3.015
2022-05-31 20:00 | 2.9472 | 2.9472
2022-05-31 20:30 | 2.6257 | 2.6257
2022-05-31 21:00 | 2.465 | 2.465
2022-05-31 21:30 | 2.5185 | 2.5185
2022-05-31 22:00 | 2.197 | 2.197
2022-05-31 22:30 | 2.0899 | 2.0899
2022-05-31 23:00 | 1.9827 | 1.9827
2022-05-31 23:30 | 1.8755 | 1.8755
2022-06-01 | 1.7683 | 1.7683
2022-06-01 00:30 | 1.6612 | 1.6612
2022-06-01 01:00 | 1.7148 | 1.7148
2022-06-01 01:30 | 1.6076 | 1.6076
2022-06-01 02:00 | 1.6612 | 1.6612
2022-06-01 02:30 | 1.5555 | 1.5555
2022-06-01 03:00 | 1.554 | 1.554
2022-06-01 03:30 | 1.554 | 1.554
2022-06-01 04:00 | 1.6076 | 1.6076
2022-06-01 04:30 | 1.7411 | 1.7411
2022-06-01 05:00 | 1.9291 | 1.9291
2022-06-01 05:30 | 2.0662 | 2.0662
2022-06-01 06:00 | 2.3042 | 2.3042
2022-06-01 06:30 | 2.6257 | 2.6257
2022-06-01 07:00 | 2.6257 | 2.6257
2022-06-01 07:30 | 2.7865 | 2.7865
2022-06-01 08:00 | 2.5185 | 2.5185
2022-06-01 08:30 | 2.4114 | 2.4114
2022-06-01 09:00 | 2.0899 | 2.0899
2022-06-01 09:30 | 2.0899 | 2.0899
2022-06-01 10:00 | 1.9291 | 1.9291
2022-06-01 10:30 | 1.7148 | 1.7148
2022-06-01 11:00 | 1.3397 | 1.3397
2022-06-01 11:30 | 1.5004 | 1.5004
2022-06-01 12:00 | 1.3932 | 1.3932
2022-06-01 12:30 | 1.2861 | 1.2861
2022-06-01 13:00 | 1.9827 | 1.9827
2022-06-01 13:30 | 1.9291 | 1.9291
2022-06-01 14:00 | 2.197 | 2.197
2022-06-01 14:30 | 2.0899 | 2.0899
2022-06-01 15:00 | 2.0899 | 2.0899
2022-06-01 15:30 | 2.0899 | 2.0899
2022-06-01 16:00 | 2.3042 | 2.3042
2022-06-01 16:30 | 2.197 | 2.197
2022-06-01 17:00 | 2.6257 | 2.6257
2022-06-01 17:30 | 2.7329 | 2.7329
2022-06-01 18:00 | 2.8401 | 2.8401
2022-06-01 18:30 | 3.1616 | 3.1616
2022-06-01 19:00 | 3.2687 | 3.2687
2022-06-01 19:30 | 3.1616 | 3.1616
2022-06-01 20:00 | 2.9472 | 2.9472
2022-06-01 20:30 | 2.8936 | 2.8936
2022-06-01 21:00 | 2.5721 | 2.5721
2022-06-01 21:30 | 2.5721 | 2.5721
2022-06-01 22:00 | 2.465 | 2.465
2022-06-01 22:30 | 2.1434 | 2.1434
2022-06-01 23:00 | 2.0899 | 2.0899
2022-06-01 23:30 | 1.9827 | 1.9827
2022-06-02 | 1.8755 | 1.8755
2022-06-02 00:30 | 1.8755 | 1.8755
2022-06-02 01:00 | 1.7148 | 1.7148
2022-06-02 01:30 | 1.7148 | 1.7148
2022-06-02 02:00 | 1.7683 | 1.7683
2022-06-02 02:30 | 1.6612 | 1.6612
2022-06-02 03:00 | 1.6612 | 1.6612
2022-06-02 03:30 | 1.7683 | 1.7683
2022-06-02 04:00 | 1.6612 | 1.6612
2022-06-02 04:30 | 1.8219 | 1.8219
2022-06-02 05:00 | 1.9827 | 1.9827
2022-06-02 05:30 | 2.0899 | 2.0899
2022-06-02 06:00 | 2.197 | 2.197
2022-06-02 06:30 | 2.5721 | 2.5721
2022-06-02 07:00 | 2.6257 | 2.6257
2022-06-02 07:30 | 2.8936 | 2.8936
2022-06-02 08:00 | 2.8401 | 2.8401
2022-06-02 08:30 | 2.6257 | 2.6257
2022-06-02 09:00 | 2.5185 | 2.5185
2022-06-02 09:30 | 2.5185 | 2.5185
2022-06-02 10:00 | 2.3042 | 2.3042
2022-06-02 10:30 | 1.9827 | 1.9827
2022-06-02 11:00 | 1.8219 | 1.8219
2022-06-02 11:30 | 1.9827 | 1.9827
2022-06-02 12:00 | 1.9827 | 1.9827
2022-06-02 12:30 | 1.8755 | 1.8755
2022-06-02 13:00 | 1.554 | 1.554
2022-06-02 13:30 | 1.9291 | 1.9291
2022-06-02 14:00 | 2.0363 | 2.0363
2022-06-02 14:30 | 2.0363 | 2.0363
2022-06-02 15:00 | 1.8219 | 1.8219
2022-06-02 15:30 | 2.0899 | 2.0899
2022-06-02 16:00 | 2.197 | 2.197
2022-06-02 16:30 | 2.5185 | 2.5185
2022-06-02 17:00 | 2.4114 | 2.4114
2022-06-02 17:30 | 2.6793 | 2.6793
2022-06-02 18:00 | 2.7329 | 2.7329
2022-06-02 18:30 | 3.0544 | 3.0544
2022-06-02 19:00 | 3.2152 | 3.2152
2022-06-02 19:30 | 3.0544 | 3.0544
2022-06-02 20:00 | 2.8936 | 2.8936
2022-06-02 20:30 | 2.7865 | 2.7865
2022-06-02 21:00 | 2.5411 | 2.5411
2022-06-02 21:30 | 2.5185 | 2.5185
2022-06-02 22:00 | 2.4114 | 2.4114
2022-06-02 22:30 | 2.0899 | 2.0899
2022-06-02 23:00 | 1.9827 | 1.9827
2022-06-02 23:30 | 1.9827 | 1.9827
2022-06-03 | 1.8755 | 1.8755
2022-06-03 00:30 | 1.7683 | 1.7683
2022-06-03 01:00 | 1.8219 | 1.8219
2022-06-03 01:30 | 1.6612 | 1.6612
2022-06-03 02:00 | 1.6612 | 1.6612
2022-06-03 02:30 | 1.6612 | 1.6612
2022-06-03 03:00 | 1.7148 | 1.7148
2022-06-03 03:30 | 1.6076 | 1.6076
2022-06-03 04:00 | 1.6612 | 1.6612
2022-06-03 04:30 | 1.8219 | 1.8219
2022-06-03 05:00 | 1.8755 | 1.8755
2022-06-03 05:30 | 1.8755 | 1.8755
2022-06-03 06:00 | 2.1434 | 2.1434
2022-06-03 06:30 | 2.3042 | 2.3042
2022-06-03 07:00 | 2.465 | 2.465
2022-06-03 07:30 | 2.7329 | 2.7329
2022-06-03 08:00 | 2.6257 | 2.6257
2022-06-03 08:30 | 2.4056 | 2.4056
2022-06-03 09:00 | 2.2506 | 2.2506
2022-06-03 09:30 | 1.9827 | 1.9827
2022-06-03 10:00 | 2.0363 | 2.0363
2022-06-03 10:30 | 1.8755 | 1.8755
2022-06-03 11:00 | 1.7683 | 1.7683
2022-06-03 11:30 | 1.9291 | 1.9291
2022-06-03 12:00 | 1.8219 | 1.8219
2022-06-03 12:30 | 1.9291 | 1.9291
2022-06-03 13:00 | 2.1434 | 2.1434
2022-06-03 13:30 | 2.197 | 2.197
2022-06-03 14:00 | 2.4114 | 2.4114
2022-06-03 14:30 | 2.465 | 2.465
2022-06-03 15:00 | 2.6257 | 2.6257
2022-06-03 15:30 | 3.0544 | 3.0544
2022-06-03 16:00 | 3.2687 | 3.2687
2022-06-03 16:30 | 3.2152 | 3.2152
2022-06-03 17:00 | 3.2687 | 3.2687
2022-06-03 17:30 | 3.3759 | 3.3759
2022-06-03 18:00 | 3.3759 | 3.3759
2022-06-03 18:30 | 3.5903 | 3.5903
2022-06-03 19:00 | 3.6974 | 3.6974
2022-06-03 19:30 | 3.4831 | 3.4831
2022-06-03 20:00 | 3.3759 | 3.3759
2022-06-03 20:30 | 3.1616 | 3.1616
2022-06-03 21:00 | 2.7329 | 2.7329
2022-06-03 21:30 | 2.8401 | 2.8401
2022-06-03 22:00 | 2.6793 | 2.6793
2022-06-03 22:30 | 2.4114 | 2.4114
2022-06-03 23:00 | 2.197 | 2.197
2022-06-03 23:30 | 2.1434 | 2.1434
2022-06-04 | 2.0363 | 2.0363
2022-06-04 00:30 | 1.9291 | 1.9291
2022-06-04 01:00 | 1.9291 | 1.9291
2022-06-04 01:30 | 1.8219 | 1.8219
2022-06-04 02:00 | 1.7148 | 1.7148
2022-06-04 02:30 | 1.7148 | 1.7148
2022-06-04 03:00 | 1.7148 | 1.7148
2022-06-04 03:30 | 1.6612 | 1.6612
2022-06-04 04:00 | 1.6612 | 1.6612
2022-06-04 04:30 | 1.7588 | 1.7588
2022-06-04 05:00 | 1.7962 | 1.7962
2022-06-04 05:30 | 1.8755 | 1.8755
2022-06-04 06:00 | 1.8755 | 1.8755
2022-06-04 06:30 | 2.0816 | 2.0816
2022-06-04 07:00 | 2.1391 | 2.1391
2022-06-04 07:30 | 2.2506 | 2.2506
2022-06-04 08:00 | 2.2506 | 2.2506
2022-06-04 08:30 | 2.3042 | 2.3042
2022-06-04 09:00 | 1.9291 | 1.9291
2022-06-04 09:30 | 1.944 | 1.944
2022-06-04 10:00 | 1.8755 | 1.8755
2022-06-04 10:30 | 1.554 | 1.554
2022-06-04 11:00 | 1.3932 | 1.3932
2022-06-04 11:30 | 1.554 | 1.554
2022-06-04 12:00 | 1.5306 | 1.5306
2022-06-04 12:30 | 1.6076 | 1.6076
2022-06-04 13:00 | 1.3397 | 1.3397
2022-06-04 13:30 | 1.3932 | 1.3932
2022-06-04 14:00 | 1.3397 | 1.3397
2022-06-04 14:30 | 1.4468 | 1.4468
2022-06-04 15:00 | 1.554 | 1.554
2022-06-04 15:30 | 1.7683 | 1.7683
2022-06-04 16:00 | 1.9827 | 1.9827
2022-06-04 16:30 | 2.0899 | 2.0899
2022-06-04 17:00 | 2.3578 | 2.3578
2022-06-04 17:30 | 2.4114 | 2.4114
2022-06-04 18:00 | 2.6257 | 2.6257
2022-06-04 18:30 | 3.0544 | 3.0544
2022-06-04 19:00 | 3.0008 | 3.0008
2022-06-04 19:30 | 2.8401 | 2.8401
2022-06-04 20:00 | 2.7865 | 2.7865
2022-06-04 20:30 | 2.5721 | 2.5721
2022-06-04 21:00 | 2.5185 | 2.5185
2022-06-04 21:30 | 2.3042 | 2.3042
2022-06-04 22:00 | 2.197 | 2.197
2022-06-04 22:30 | 2.0899 | 2.0899
2022-06-04 23:00 | 1.9291 | 1.9291
2022-06-04 23:30 | 1.8755 | 1.8755
2022-06-05 | 1.8755 | 1.8755
2022-06-05 00:30 | 1.7148 | 1.7148
2022-06-05 01:00 | 1.6612 | 1.6612
2022-06-05 01:30 | 1.6612 | 1.6612
2022-06-05 02:00 | 1.6612 | 1.6612
2022-06-05 02:30 | 1.6076 | 1.6076
2022-06-05 03:00 | 1.6076 | 1.6076
2022-06-05 03:30 | 1.6612 | 1.6612
2022-06-05 04:00 | 1.554 | 1.554
2022-06-05 04:30 | 1.6612 | 1.6612
2022-06-05 05:00 | 1.7148 | 1.7148
2022-06-05 05:30 | 1.7148 | 1.7148
2022-06-05 06:00 | 1.7683 | 1.7683
2022-06-05 06:30 | 1.8755 | 1.8755
2022-06-05 07:00 | 1.9827 | 1.9827
2022-06-05 07:30 | 1.9291 | 1.9291
2022-06-05 08:00 | 2.0899 | 2.0899
2022-06-05 08:30 | 2.0899 | 2.0899
2022-06-05 09:00 | 1.8755 | 1.8755
2022-06-05 09:30 | 2.1434 | 2.1434
2022-06-05 10:00 | 1.8219 | 1.8219
2022-06-05 10:30 | 1.8755 | 1.8755
2022-06-05 11:00 | 1.8755 | 1.8755
2022-06-05 11:30 | 1.6612 | 1.6612
2022-06-05 12:00 | 1.4468 | 1.4468
2022-06-05 12:30 | 1.554 | 1.554
2022-06-05 13:00 | 1.6612 | 1.6612
2022-06-05 13:30 | 1.6612 | 1.6612
2022-06-05 14:00 | 1.7683 | 1.7683
2022-06-05 14:30 | 2.0363 | 2.0363
2022-06-05 15:00 | 2.0899 | 2.0899
2022-06-05 15:30 | 2.3578 | 2.3578
2022-06-05 16:00 | 2.7329 | 2.7329
2022-06-05 16:30 | 2.8401 | 2.8401
2022-06-05 17:00 | 3.0544 | 3.0544
2022-06-05 17:30 | 3.2152 | 3.2152
2022-06-05 18:00 | 3.3223 | 3.3223
2022-06-05 18:30 | 3.4831 | 3.4831
2022-06-05 19:00 | 3.6438 | 3.6438
2022-06-05 19:30 | 3.3759 | 3.3759
2022-06-05 20:00 | 3.3223 | 3.3223
2022-06-05 20:30 | 3.0544 | 3.0544
2022-06-05 21:00 | 2.7329 | 2.7329
2022-06-05 21:30 | 2.8401 | 2.8401
2022-06-05 22:00 | 2.5721 | 2.5721
2022-06-05 22:30 | 2.4114 | 2.4114
2022-06-05 23:00 | 2.3042 | 2.3042
2022-06-05 23:30 | 2.197 | 2.197
2022-06-06 | 2.0363 | 2.0363
2022-06-06 00:30 | 1.9827 | 1.9827
2022-06-06 01:00 | 1.8755 | 1.8755
2022-06-06 01:30 | 1.8219 | 1.8219
2022-06-06 02:00 | 1.8219 | 1.8219
2022-06-06 02:30 | 1.8219 | 1.8219
2022-06-06 03:00 | 1.7683 | 1.7683
2022-06-06 03:30 | 1.7683 | 1.7683
2022-06-06 04:00 | 1.8755 | 1.8755
2022-06-06 04:30 | 1.8755 | 1.8755
2022-06-06 05:00 | 1.9827 | 1.9827
2022-06-06 05:30 | 2.1434 | 2.1434
2022-06-06 06:00 | 2.0899 | 2.0899
2022-06-06 06:30 | 2.4114 | 2.4114
2022-06-06 07:00 | 2.5721 | 2.5721
2022-06-06 07:30 | 2.6257 | 2.6257
2022-06-06 08:00 | 2.6257 | 2.6257
2022-06-06 08:30 | 2.4645 | 2.4645
2022-06-06 09:00 | 2.0899 | 2.0899
2022-06-06 09:30 | 2.2506 | 2.2506
2022-06-06 10:00 | 1.7683 | 1.7683
2022-06-06 10:30 | 1.7683 | 1.7683
2022-06-06 11:00 | 1.6612 | 1.6612
2022-06-06 11:30 | 1.6612 | 1.6612
2022-06-06 12:00 | 1.554 | 1.554
2022-06-06 12:30 | 1.8219 | 1.8219
2022-06-06 13:00 | 1.6076 | 1.6076
2022-06-06 13:30 | 1.6612 | 1.6612
2022-06-06 14:00 | 1.8219 | 1.8219
2022-06-06 14:30 | 1.7148 | 1.7148
2022-06-06 15:00 | 1.9291 | 1.9291
2022-06-06 15:30 | 2.197 | 2.197
2022-06-06 16:00 | 2.3578 | 2.3578
2022-06-06 16:30 | 2.5185 | 2.5185
2022-06-06 17:00 | 2.6257 | 2.6257
2022-06-06 17:30 | 2.8401 | 2.8401
2022-06-06 18:00 | 3.0544 | 3.0544
2022-06-06 18:30 | 3.1616 | 3.1616
2022-06-06 19:00 | 3.3759 | 3.3759
2022-06-06 19:30 | 3.1616 | 3.1616
2022-06-06 20:00 | 3.0008 | 3.0008
2022-06-06 20:30 | 2.7865 | 2.7865
2022-06-06 21:00 | 2.5721 | 2.5721
2022-06-06 21:30 | 2.5721 | 2.5721
2022-06-06 22:00 | 2.4114 | 2.4114
2022-06-06 22:30 | 2.0899 | 2.0899
2022-06-06 23:00 | 1.9827 | 1.9827
2022-06-06 23:30 | 1.8755 | 1.8755
2022-06-07 | 1.7683 | 1.7683
2022-06-07 00:30 | 1.7683 | 1.7683
2022-06-07 01:00 | 1.7683 | 1.7683
2022-06-07 01:30 | 1.7148 | 1.7148
2022-06-07 02:00 | 1.6076 | 1.6076
2022-06-07 02:30 | 1.6612 | 1.6612
2022-06-07 03:00 | 1.6612 | 1.6612
2022-06-07 03:30 | 1.6076 | 1.6076
2022-06-07 04:00 | 1.554 | 1.554
2022-06-07 04:30 | 1.8219 | 1.8219
2022-06-07 05:00 | 1.7683 | 1.7683
2022-06-07 05:30 | 2.0363 | 2.0363
2022-06-07 06:00 | 2.2506 | 2.2506
2022-06-07 06:30 | 2.5185 | 2.5185
2022-06-07 07:00 | 2.5185 | 2.5185
2022-06-07 07:30 | 2.7329 | 2.7329
2022-06-07 08:00 | 2.5721 | 2.5721
2022-06-07 08:30 | 2.465 | 2.465
2022-06-07 09:00 | 2.3042 | 2.3042
2022-06-07 09:30 | 1.9827 | 1.9827
2022-06-07 10:00 | 1.9291 | 1.9291
2022-06-07 10:30 | 1.7814 | 1.7814
2022-06-07 11:00 | 1.4468 | 1.4468
2022-06-07 11:30 | 1.554 | 1.554
2022-06-07 12:00 | 1.5004 | 1.5004
2022-06-07 12:30 | 1.7683 | 1.7683
2022-06-07 13:00 | 1.554 | 1.554
2022-06-07 13:30 | 1.5004 | 1.5004
2022-06-07 14:00 | 1.6612 | 1.6612
2022-06-07 14:30 | 1.554 | 1.554
2022-06-07 15:00 | 1.7683 | 1.7683
2022-06-07 15:30 | 1.9827 | 1.9827
2022-06-07 16:00 | 2.1434 | 2.1434
2022-06-07 16:30 | 2.3042 | 2.3042
2022-06-07 17:00 | 2.5185 | 2.5185
2022-06-07 17:30 | 2.6257 | 2.6257
2022-06-07 18:00 | 2.8401 | 2.8401
2022-06-07 18:30 | 3.2687 | 3.2687
2022-06-07 19:00 | 3.3759 | 3.3759
2022-06-07 19:30 | 3.2687 | 3.2687
2022-06-07 20:00 | 3.0544 | 3.0544
2022-06-07 20:30 | 2.8407 | 2.8407
2022-06-07 21:00 | 2.6257 | 2.6257
2022-06-07 21:30 | 2.5721 | 2.5721
2022-06-07 22:00 | 2.4114 | 2.4114
2022-06-07 22:30 | 2.0899 | 2.0899
2022-06-07 23:00 | 1.9827 | 1.9827
2022-06-07 23:30 | 1.9827 | 1.9827
2022-06-08 | 1.9827 | 1.9827
2022-06-08 00:30 | 1.7683 | 1.7683
2022-06-08 01:00 | 1.8219 | 1.8219
2022-06-08 01:30 | 1.7148 | 1.7148
2022-06-08 02:00 | 1.7683 | 1.7683
2022-06-08 02:30 | 1.6076 | 1.6076
2022-06-08 03:00 | 1.7683 | 1.7683
2022-06-08 03:30 | 1.7683 | 1.7683
2022-06-08 04:00 | 1.7683 | 1.7683
2022-06-08 04:30 | 1.8219 | 1.8219
2022-06-08 05:00 | 2.0363 | 2.0363
2022-06-08 05:30 | 2.197 | 2.197
2022-06-08 06:00 | 2.4114 | 2.4114
2022-06-08 06:30 | 2.6257 | 2.6257
2022-06-08 07:00 | 2.8401 | 2.8401
2022-06-08 07:30 | 3.0544 | 3.0544
2022-06-08 08:00 | 2.9472 | 2.9472
2022-06-08 08:30 | 2.7329 | 2.7329
2022-06-08 09:00 | 2.377 | 2.377
2022-06-08 09:30 | 2.0899 | 2.0899
2022-06-08 10:00 | 1.8219 | 1.8219
2022-06-08 10:30 | 1.7148 | 1.7148
2022-06-08 11:00 | 1.4468 | 1.4468
2022-06-08 11:30 | 1.554 | 1.554
2022-06-08 12:00 | 1.3397 | 1.3397
2022-06-08 12:30 | 1.4468 | 1.4468
2022-06-08 13:00 | 1.3397 | 1.3397
2022-06-08 13:30 | 1.3397 | 1.3397
2022-06-08 14:00 | 1.3932 | 1.3932
2022-06-08 14:30 | 1.4468 | 1.4468
2022-06-08 15:00 | 1.4468 | 1.4468
2022-06-08 15:30 | 1.7683 | 1.7683
2022-06-08 16:00 | 1.8755 | 1.8755
2022-06-08 16:30 | 2.2506 | 2.2506
2022-06-08 17:00 | 2.3042 | 2.3042
2022-06-08 17:30 | 2.6328 | 2.6328
2022-06-08 18:00 | 2.9472 | 2.9472
2022-06-08 18:30 | 3.3759 | 3.3759
2022-06-08 19:00 | 3.6438 | 3.6438
2022-06-08 19:30 | 3.2687 | 3.2687
2022-06-08 20:00 | 3.2687 | 3.2687
2022-06-08 20:30 | 2.8936 | 2.8936
2022-06-08 21:00 | 2.8401 | 2.8401
2022-06-08 21:30 | 2.9472 | 2.9472
2022-06-08 22:00 | 2.6257 | 2.6257
2022-06-08 22:30 | 2.5185 | 2.5185
2022-06-08 23:00 | 2.4114 | 2.4114
2022-06-08 23:30 | 2.197 | 2.197
2022-06-09 | 2.197 | 2.197
2022-06-09 00:30 | 2.0363 | 2.0363
2022-06-09 01:00 | 1.9291 | 1.9291
2022-06-09 01:30 | 1.9827 | 1.9827
2022-06-09 02:00 | 1.9291 | 1.9291
2022-06-09 02:30 | 1.8755 | 1.8755
2022-06-09 03:00 | 1.9291 | 1.9291
2022-06-09 03:30 | 1.8755 | 1.8755
2022-06-09 04:00 | 1.9291 | 1.9291
2022-06-09 04:30 | 2.0363 | 2.0363
2022-06-09 05:00 | 2.3042 | 2.3042
2022-06-09 05:30 | 2.5185 | 2.5185
2022-06-09 06:00 | 2.8401 | 2.8401
2022-06-09 06:30 | 3.1616 | 3.1616
2022-06-09 07:00 | 3.3759 | 3.3759
2022-06-09 07:30 | 3.5367 | 3.5367
2022-06-09 08:00 | 3.2687 | 3.2687
2022-06-09 08:30 | 3.0544 | 3.0544
2022-06-09 09:00 | 2.5185 | 2.5185
2022-06-09 09:30 | 2.3578 | 2.3578
2022-06-09 10:00 | 1.9827 | 1.9827
2022-06-09 10:30 | 1.7683 | 1.7683
2022-06-09 11:00 | 1.554 | 1.554
2022-06-09 11:30 | 1.6076 | 1.6076
2022-06-09 12:00 | 1.5004 | 1.5004
2022-06-09 12:30 | 1.5004 | 1.5004
2022-06-09 13:00 | 1.3932 | 1.3932
2022-06-09 13:30 | 1.3932 | 1.3932
2022-06-09 14:00 | 1.554 | 1.554
2022-06-09 14:30 | 1.3932 | 1.3932
2022-06-09 15:00 | 1.4468 | 1.4468
2022-06-09 15:30 | 1.7148 | 1.7148
2022-06-09 16:00 | 1.9291 | 1.9291
2022-06-09 16:30 | 2.0899 | 2.0899
2022-06-09 17:00 | 1.9291 | 1.9291
2022-06-09 17:30 | 2.1434 | 2.1434
2022-06-09 18:00 | 3.0008 | 3.0008
2022-06-09 18:30 | 3.3759 | 3.3759
2022-06-09 19:00 | 3.5903 | 3.5903
2022-06-09 19:30 | 3.4295 | 3.4295
2022-06-09 20:00 | 3.3759 | 3.3759
2022-06-09 20:30 | 3.2687 | 3.2687
2022-06-09 21:00 | 3.0008 | 3.0008
2022-06-09 21:30 | 3.0008 | 3.0008
2022-06-09 22:00 | 2.7329 | 2.7329
2022-06-09 22:30 | 2.5185 | 2.5185
2022-06-09 23:00 | 2.3578 | 2.3578
2022-06-09 23:30 | 2.3042 | 2.3042
2022-06-10 | 2.1434 | 2.1434
2022-06-10 00:30 | 2.197 | 2.197
2022-06-10 01:00 | 2.0363 | 2.0363
2022-06-10 01:30 | 2.0899 | 2.0899
2022-06-10 02:00 | 1.9827 | 1.9827
2022-06-10 02:30 | 1.9827 | 1.9827
2022-06-10 03:00 | 1.9827 | 1.9827
2022-06-10 03:30 | 2.0645 | 2.0645
2022-06-10 04:00 | 2.0899 | 2.0899
2022-06-10 04:30 | 2.0899 | 2.0899
2022-06-10 05:00 | 2.3042 | 2.3042
2022-06-10 05:30 | 2.5721 | 2.5721
2022-06-10 06:00 | 2.6257 | 2.6257
2022-06-10 06:30 | 2.8401 | 2.8401
2022-06-10 07:00 | 3.108 | 3.108
2022-06-10 07:30 | 3.108 | 3.108
2022-06-10 08:00 | 3.0544 | 3.0544
2022-06-10 08:30 | 3.0008 | 3.0008
2022-06-10 09:00 | 2.7329 | 2.7329
2022-06-10 09:30 | 2.6793 | 2.6793
2022-06-10 10:00 | 2.3042 | 2.3042
2022-06-10 10:30 | 1.9291 | 1.9291
2022-06-10 11:00 | 1.8219 | 1.8219
2022-06-10 11:30 | 1.7683 | 1.7683
2022-06-10 12:00 | 1.5004 | 1.5004
2022-06-10 12:30 | 1.554 | 1.554
2022-06-10 13:00 | 1.3932 | 1.3932
2022-06-10 13:30 | 1.2325 | 1.2325
2022-06-10 14:00 | 1.3397 | 1.3397
2022-06-10 14:30 | 1.3397 | 1.3397
2022-06-10 15:00 | 1.3397 | 1.3397
2022-06-10 15:30 | 1.6612 | 1.6612
2022-06-10 16:00 | 1.7683 | 1.7683
2022-06-10 16:30 | 2.0363 | 2.0363
2022-06-10 17:00 | 2.3042 | 2.3042
2022-06-10 17:30 | 2.5721 | 2.5721
2022-06-10 18:00 | 2.8936 | 2.8936
2022-06-10 18:30 | 3.2152 | 3.2152
2022-06-10 19:00 | 3.4295 | 3.4295
2022-06-10 19:30 | 3.2687 | 3.2687
2022-06-10 20:00 | 3.1616 | 3.1616
2022-06-10 20:30 | 3.1616 | 3.1616
2022-06-10 21:00 | 3.0008 | 3.0008
2022-06-10 21:30 | 3.0544 | 3.0544
2022-06-10 22:00 | 2.9472 | 2.9472
2022-06-10 22:30 | 2.6257 | 2.6257
2022-06-10 23:00 | 2.5185 | 2.5185
2022-06-10 23:30 | 2.4114 | 2.4114
2022-06-11 | 2.3578 | 2.3578
2022-06-11 00:30 | 2.197 | 2.197
2022-06-11 01:00 | 2.2506 | 2.2506
2022-06-11 01:30 | 2.0899 | 2.0899
2022-06-11 02:00 | 2.0899 | 2.0899
2022-06-11 02:30 | 2.1434 | 2.1434
2022-06-11 03:00 | 2.0899 | 2.0899
2022-06-11 03:30 | 2.0899 | 2.0899
2022-06-11 04:00 | 2.197 | 2.197
2022-06-11 04:30 | 2.2506 | 2.2506
2022-06-11 05:00 | 2.4114 | 2.4114
2022-06-11 05:30 | 2.5721 | 2.5721
2022-06-11 06:00 | 2.6257 | 2.6257
2022-06-11 06:30 | 2.8401 | 2.8401
2022-06-11 07:00 | 2.9472 | 2.9472
2022-06-11 07:30 | 3.108 | 3.108
2022-06-11 08:00 | 3.108 | 3.108
2022-06-11 08:30 | 3.1616 | 3.1616
2022-06-11 09:00 | 2.8401 | 2.8401
2022-06-11 09:30 | 2.6257 | 2.6257
2022-06-11 10:00 | 2.3578 | 2.3578
2022-06-11 10:30 | 2.0899 | 2.0899
2022-06-11 11:00 | 1.8128 | 1.8128
2022-06-11 11:30 | 1.6612 | 1.6612
2022-06-11 12:00 | 1.5004 | 1.5004
2022-06-11 12:30 | 1.554 | 1.554
2022-06-11 13:00 | 1.3397 | 1.3397
2022-06-11 13:30 | 1.3397 | 1.3397
2022-06-11 14:00 | 1.4468 | 1.4468
2022-06-11 14:30 | 1.7683 | 1.7683
2022-06-11 15:00 | 1.4468 | 1.4468
2022-06-11 15:30 | 1.6076 | 1.6076
2022-06-11 16:00 | 1.7148 | 1.7148
2022-06-11 16:30 | 2.0363 | 2.0363
2022-06-11 17:00 | 2.1434 | 2.1434
2022-06-11 17:30 | 2.4114 | 2.4114
2022-06-11 18:00 | 2.6257 | 2.6257
2022-06-11 18:30 | 2.8401 | 2.8401
2022-06-11 19:00 | 2.9472 | 2.9472
2022-06-11 19:30 | 2.7329 | 2.7329
2022-06-11 20:00 | 2.9472 | 2.9472
2022-06-11 20:30 | 3.0008 | 3.0008
2022-06-11 21:00 | 2.9472 | 2.9472
2022-06-11 21:30 | 3.1616 | 3.1616
2022-06-11 22:00 | 2.8936 | 2.8936
2022-06-11 22:30 | 2.6793 | 2.6793
2022-06-11 23:00 | 2.5185 | 2.5185
2022-06-11 23:30 | 2.465 | 2.465
2022-06-12 | 2.4114 | 2.4114
2022-06-12 00:30 | 2.4114 | 2.4114
2022-06-12 01:00 | 2.3042 | 2.3042
2022-06-12 01:30 | 2.197 | 2.197
2022-06-12 02:00 | 2.197 | 2.197
2022-06-12 02:30 | 2.2506 | 2.2506
2022-06-12 03:00 | 2.1434 | 2.1434
2022-06-12 03:30 | 2.197 | 2.197
2022-06-12 04:00 | 2.2506 | 2.2506
2022-06-12 04:30 | 2.3042 | 2.3042
2022-06-12 05:00 | 2.5185 | 2.5185
2022-06-12 05:30 | 2.6257 | 2.6257
2022-06-12 06:00 | 2.6257 | 2.6257
2022-06-12 06:30 | 2.6793 | 2.6793
2022-06-12 07:00 | 2.8401 | 2.8401
2022-06-12 07:30 | 2.8401 | 2.8401
2022-06-12 08:00 | 2.8936 | 2.8936
2022-06-12 08:30 | 2.8401 | 2.8401
2022-06-12 09:00 | 2.8401 | 2.8401
2022-06-12 09:30 | 2.3578 | 2.3578
2022-06-12 10:00 | 2.3042 | 2.3042
2022-06-12 10:30 | 1.8755 | 1.8755
2022-06-12 11:00 | 1.7683 | 1.7683
2022-06-12 11:30 | 1.554 | 1.554
2022-06-12 12:00 | 1.3932 | 1.3932
2022-06-12 12:30 | 1.3397 | 1.3397
2022-06-12 13:00 | 1.2901 | 1.2901
2022-06-12 13:30 | 1.3397 | 1.3397
2022-06-12 14:00 | 1.4468 | 1.4468
2022-06-12 14:30 | 1.4468 | 1.4468
2022-06-12 15:00 | 1.6076 | 1.6076
2022-06-12 15:30 | 1.6612 | 1.6612
2022-06-12 16:00 | 1.9291 | 1.9291
2022-06-12 16:30 | 2.0899 | 2.0899
2022-06-12 17:00 | 2.4114 | 2.4114
2022-06-12 17:30 | 2.8401 | 2.8401
2022-06-12 18:00 | 3.0008 | 3.0008
2022-06-12 18:30 | 3.3759 | 3.3759
2022-06-12 19:00 | 3.4831 | 3.4831
2022-06-12 19:30 | 3.3759 | 3.3759
2022-06-12 20:00 | 3.1616 | 3.1616
2022-06-12 20:30 | 3.1616 | 3.1616
2022-06-12 21:00 | 3.108 | 3.108
2022-06-12 21:30 | 2.9472 | 2.9472
2022-06-12 22:00 | 2.7865 | 2.7865
2022-06-12 22:30 | 2.5185 | 2.5185
2022-06-12 23:00 | 2.4114 | 2.4114
2022-06-12 23:30 | 2.2506 | 2.2506
2022-06-13 | 2.1434 | 2.1434
2022-06-13 00:30 | 2.0899 | 2.0899
2022-06-13 01:00 | 2.0899 | 2.0899
2022-06-13 01:30 | 1.9827 | 1.9827
2022-06-13 02:00 | 1.9827 | 1.9827
2022-06-13 02:30 | 1.9827 | 1.9827
2022-06-13 03:00 | 1.9827 | 1.9827
2022-06-13 03:30 | 2.0363 | 2.0363
2022-06-13 04:00 | 2.0899 | 2.0899
2022-06-13 04:30 | 2.197 | 2.197
2022-06-13 05:00 | 2.5185 | 2.5185
2022-06-13 05:30 | 2.7329 | 2.7329
2022-06-13 06:00 | 2.8936 | 2.8936
2022-06-13 06:30 | 3.4831 | 3.4831
2022-06-13 07:00 | 3.4295 | 3.4295
2022-06-13 07:30 | 3.6438 | 3.6438
2022-06-13 08:00 | 3.5903 | 3.5903
2022-06-13 08:30 | 3.0544 | 3.0544
2022-06-13 09:00 | 2.9472 | 2.9472
2022-06-13 09:30 | 2.4114 | 2.4114
2022-06-13 10:00 | 2.4114 | 2.4114
2022-06-13 10:30 | 2.0363 | 2.0363
2022-06-13 11:00 | 1.8755 | 1.8755
2022-06-13 11:30 | 1.6612 | 1.6612
2022-06-13 12:00 | 1.6076 | 1.6076
2022-06-13 12:30 | 1.5004 | 1.5004
2022-06-13 13:00 | 1.4468 | 1.4468
2022-06-13 13:30 | 1.4468 | 1.4468
2022-06-13 14:00 | 1.4468 | 1.4468
2022-06-13 14:30 | 1.3932 | 1.3932
2022-06-13 15:00 | 1.6612 | 1.6612
2022-06-13 15:30 | 1.7683 | 1.7683
2022-06-13 16:00 | 1.9827 | 1.9827
2022-06-13 16:30 | 2.197 | 2.197
2022-06-13 17:00 | 2.4114 | 2.4114
2022-06-13 17:30 | 2.7329 | 2.7329
2022-06-13 18:00 | 2.9472 | 2.9472
2022-06-13 18:30 | 3.3223 | 3.3223
2022-06-13 19:00 | 3.5367 | 3.5367
2022-06-13 19:30 | 3.3759 | 3.3759
2022-06-13 20:00 | 3.4295 | 3.4295
2022-06-13 20:30 | 3.2687 | 3.2687
2022-06-13 21:00 | 3.0544 | 3.0544
2022-06-13 21:30 | 2.9472 | 2.9472
2022-06-13 22:00 | 2.7329 | 2.7329
2022-06-13 22:30 | 2.5721 | 2.5721
2022-06-13 23:00 | 2.3578 | 2.3578
2022-06-13 23:30 | 2.3083 | 2.3083
2022-06-14 | 2.1434 | 2.1434
2022-06-14 00:30 | 2.0921 | 2.0921
2022-06-14 01:00 | 2.0899 | 2.0899
2022-06-14 01:30 | 1.9963 | 1.9963
2022-06-14 02:00 | 2.0363 | 2.0363
2022-06-14 02:30 | 2.0899 | 2.0899
2022-06-14 03:00 | 2.0899 | 2.0899
2022-06-14 03:30 | 2.0899 | 2.0899
2022-06-14 04:00 | 2.0899 | 2.0899
2022-06-14 04:30 | 2.197 | 2.197
2022-06-14 05:00 | 2.465 | 2.465
2022-06-14 05:30 | 2.7329 | 2.7329
2022-06-14 06:00 | 2.8936 | 2.8936
2022-06-14 06:30 | 3.2687 | 3.2687
2022-06-14 07:00 | 3.5367 | 3.5367
2022-06-14 07:30 | 3.6438 | 3.6438
2022-06-14 08:00 | 3.4831 | 3.4831
2022-06-14 08:30 | 2.8936 | 2.8936
2022-06-14 09:00 | 2.7865 | 2.7865
2022-06-14 09:30 | 2.4114 | 2.4114
2022-06-14 10:00 | 2.0899 | 2.0899
2022-06-14 10:30 | 1.9827 | 1.9827
2022-06-14 11:00 | 1.6076 | 1.6076
2022-06-14 11:30 | 1.6612 | 1.6612
2022-06-14 12:00 | 1.4468 | 1.4468
2022-06-14 12:30 | 1.3397 | 1.3397
2022-06-14 13:00 | 1.4468 | 1.4468
2022-06-14 13:30 | 1.3397 | 1.3397
2022-06-14 14:00 | 1.3397 | 1.3397
2022-06-14 14:30 | 1.5004 | 1.5004
2022-06-14 15:00 | 1.6076 | 1.6076
2022-06-14 15:30 | 1.7683 | 1.7683
2022-06-14 16:00 | 1.8755 | 1.8755
2022-06-14 16:30 | 2.197 | 2.197
2022-06-14 17:00 | 2.3578 | 2.3578
2022-06-14 17:30 | 2.5185 | 2.5185
2022-06-14 18:00 | 2.8401 | 2.8401
2022-06-14 18:30 | 3.2152 | 3.2152
2022-06-14 19:00 | 3.2152 | 3.2152
2022-06-14 19:30 | 3.3223 | 3.3223
2022-06-14 20:00 | 3.1075 | 3.1075
2022-06-14 20:30 | 3.0544 | 3.0544
2022-06-14 21:00 | 2.7865 | 2.7865
2022-06-14 21:30 | 2.7865 | 2.7865
2022-06-14 22:00 | 2.6257 | 2.6257
2022-06-14 22:30 | 2.465 | 2.465
2022-06-14 23:00 | 2.197 | 2.197
2022-06-14 23:30 | 2.1434 | 2.1434
2022-06-15 | 2.0899 | 2.0899
2022-06-15 00:30 | 1.9827 | 1.9827
2022-06-15 01:00 | 1.8755 | 1.8755
2022-06-15 01:30 | 1.8755 | 1.8755
2022-06-15 02:00 | 1.8755 | 1.8755
2022-06-15 02:30 | 1.8755 | 1.8755
2022-06-15 03:00 | 1.9827 | 1.9827
2022-06-15 03:30 | 1.8755 | 1.8755
2022-06-15 04:00 | 1.9827 | 1.9827
2022-06-15 04:30 | 2.2506 | 2.2506
2022-06-15 05:00 | 2.3578 | 2.3578
2022-06-15 05:30 | 2.5721 | 2.5721
2022-06-15 06:00 | 2.8401 | 2.8401
2022-06-15 06:30 | 3.2152 | 3.2152
2022-06-15 07:00 | 3.3759 | 3.3759
2022-06-15 07:30 | 3.5903 | 3.5903
2022-06-15 08:00 | 3.2687 | 3.2687
2022-06-15 08:30 | 2.9472 | 2.9472
2022-06-15 09:00 | 2.465 | 2.465
2022-06-15 09:30 | 1.9827 | 1.9827
2022-06-15 10:00 | 1.7683 | 1.7683
2022-06-15 10:30 | 1.554 | 1.554
2022-06-15 11:00 | 1.554 | 1.554
2022-06-15 11:30 | 1.3397 | 1.3397
2022-06-15 12:00 | 1.3397 | 1.3397
2022-06-15 12:30 | 1.2325 | 1.2325
2022-06-15 13:00 | 1.2325 | 1.2325
2022-06-15 13:30 | 1.3397 | 1.3397
2022-06-15 14:00 | 1.4468 | 1.4468
2022-06-15 14:30 | 1.5004 | 1.5004
2022-06-15 15:00 | 1.6612 | 1.6612
2022-06-15 15:30 | 1.8219 | 1.8219
2022-06-15 16:00 | 2.0363 | 2.0363
2022-06-15 16:30 | 2.3578 | 2.3578
2022-06-15 17:00 | 2.3578 | 2.3578
2022-06-15 17:30 | 2.7329 | 2.7329
2022-06-15 18:00 | 2.7865 | 2.7865
2022-06-15 18:30 | 3.2152 | 3.2152
2022-06-15 19:00 | 3.3759 | 3.3759
2022-06-15 19:30 | 3.1616 | 3.1616
2022-06-15 20:00 | 3.108 | 3.108
2022-06-15 20:30 | 2.7865 | 2.7865
2022-06-15 21:00 | 2.6793 | 2.6793
2022-06-15 21:30 | 2.6793 | 2.6793
2022-06-15 22:00 | 2.465 | 2.465
2022-06-15 22:30 | 2.3578 | 2.3578
2022-06-15 23:00 | 2.0899 | 2.0899
2022-06-15 23:30 | 1.9291 | 1.9291
2022-06-16 | 1.9291 | 1.9291
2022-06-16 00:30 | 1.8219 | 1.8219
2022-06-16 01:00 | 1.7683 | 1.7683
2022-06-16 01:30 | 1.8219 | 1.8219
2022-06-16 02:00 | 1.7683 | 1.7683
2022-06-16 02:30 | 1.7683 | 1.7683
2022-06-16 03:00 | 1.7683 | 1.7683
2022-06-16 03:30 | 1.7148 | 1.7148
2022-06-16 04:00 | 1.8219 | 1.8219
2022-06-16 04:30 | 2.0899 | 2.0899
2022-06-16 05:00 | 2.0899 | 2.0899
2022-06-16 05:30 | 2.2506 | 2.2506
2022-06-16 06:00 | 2.5185 | 2.5185
2022-06-16 06:30 | 2.7865 | 2.7865
2022-06-16 07:00 | 3.0008 | 3.0008
2022-06-16 07:30 | 3.1616 | 3.1616
2022-06-16 08:00 | 3.0922 | 3.0922
2022-06-16 08:30 | 2.7865 | 2.7865
2022-06-16 09:00 | 2.3042 | 2.3042
2022-06-16 09:30 | 2.197 | 2.197
2022-06-16 10:00 | 1.9827 | 1.9827
2022-06-16 10:30 | 1.6612 | 1.6612
2022-06-16 11:00 | 1.6612 | 1.6612
2022-06-16 11:30 | 1.554 | 1.554
2022-06-16 12:00 | 1.554 | 1.554
2022-06-16 12:30 | 1.554 | 1.554
2022-06-16 13:00 | 1.3932 | 1.3932
2022-06-16 13:30 | 1.554 | 1.554
2022-06-16 14:00 | 1.4468 | 1.4468
2022-06-16 14:30 | 1.554 | 1.554
2022-06-16 15:00 | 1.7683 | 1.7683
2022-06-16 15:30 | 1.8755 | 1.8755
2022-06-16 16:00 | 1.9827 | 1.9827
2022-06-16 16:30 | 2.2506 | 2.2506
2022-06-16 17:00 | 2.3578 | 2.3578
2022-06-16 17:30 | 2.7329 | 2.7329
2022-06-16 18:00 | 2.7865 | 2.7865
2022-06-16 18:30 | 3.1616 | 3.1616
2022-06-16 19:00 | 3.2687 | 3.2687
2022-06-16 19:30 | 3.1883 | 3.1883
2022-06-16 20:00 | 3.0544 | 3.0544
2022-06-16 20:30 | 2.8401 | 2.8401
2022-06-16 21:00 | 2.7865 | 2.7865
2022-06-16 21:30 | 2.7329 | 2.7329
2022-06-16 22:00 | 2.6257 | 2.6257
2022-06-16 22:30 | 2.4114 | 2.4114
2022-06-16 23:00 | 2.0899 | 2.0899
2022-06-16 23:30 | 1.9827 | 1.9827
2022-06-17 | 1.9291 | 1.9291
2022-06-17 00:30 | 1.8219 | 1.8219
2022-06-17 01:00 | 1.8219 | 1.8219
2022-06-17 01:30 | 1.7683 | 1.7683
2022-06-17 02:00 | 1.6612 | 1.6612
2022-06-17 02:30 | 1.7148 | 1.7148
2022-06-17 03:00 | 1.7683 | 1.7683
2022-06-17 03:30 | 1.6612 | 1.6612
2022-06-17 04:00 | 1.8219 | 1.8219
2022-06-17 04:30 | 1.9291 | 1.9291
2022-06-17 05:00 | 1.9827 | 1.9827
2022-06-17 05:30 | 2.197 | 2.197
2022-06-17 06:00 | 2.6257 | 2.6257
2022-06-17 06:30 | 2.7329 | 2.7329
2022-06-17 07:00 | 2.9472 | 2.9472
2022-06-17 07:30 | 3.0544 | 3.0544
2022-06-17 08:00 | 3.0544 | 3.0544
2022-06-17 08:30 | 2.6793 | 2.6793
2022-06-17 09:00 | 2.4114 | 2.4114
2022-06-17 09:30 | 2.1434 | 2.1434
2022-06-17 10:00 | 1.8219 | 1.8219
2022-06-17 10:30 | 1.7683 | 1.7683
2022-06-17 11:00 | 1.554 | 1.554
2022-06-17 11:30 | 1.4468 | 1.4468
2022-06-17 12:00 | 1.3397 | 1.3397
2022-06-17 12:30 | 1.3397 | 1.3397
2022-06-17 13:00 | 1.4462 | 1.4462
2022-06-17 13:30 | 1.3932 | 1.3932
2022-06-17 14:00 | 1.554 | 1.554
2022-06-17 14:30 | 1.6612 | 1.6612
2022-06-17 15:00 | 1.6076 | 1.6076
2022-06-17 15:30 | 1.8755 | 1.8755
2022-06-17 16:00 | 2.0899 | 2.0899
2022-06-17 16:30 | 2.197 | 2.197
2022-06-17 17:00 | 2.4114 | 2.4114
2022-06-17 17:30 | 2.465 | 2.465
2022-06-17 18:00 | 2.6793 | 2.6793
2022-06-17 18:30 | 2.7329 | 2.7329
2022-06-17 19:00 | 3.0286 | 3.0286
2022-06-17 19:30 | 2.8401 | 2.8401
2022-06-17 20:00 | 2.8401 | 2.8401
2022-06-17 20:30 | 2.7329 | 2.7329
2022-06-17 21:00 | 2.5185 | 2.5185
2022-06-17 21:30 | 2.5185 | 2.5185
2022-06-17 22:00 | 2.3042 | 2.3042
2022-06-17 22:30 | 2.197 | 2.197
2022-06-17 23:00 | 2.1434 | 2.1434
2022-06-17 23:30 | 1.9827 | 1.9827
2022-06-18 | 1.8755 | 1.8755
2022-06-18 00:30 | 1.8755 | 1.8755
2022-06-18 01:00 | 1.7683 | 1.7683
2022-06-18 01:30 | 1.8219 | 1.8219
2022-06-18 02:00 | 1.7683 | 1.7683
2022-06-18 02:30 | 1.7148 | 1.7148
2022-06-18 03:00 | 1.6612 | 1.6612
2022-06-18 03:30 | 1.7683 | 1.7683
2022-06-18 04:00 | 1.7683 | 1.7683
2022-06-18 04:30 | 1.8755 | 1.8755
2022-06-18 05:00 | 1.8755 | 1.8755
2022-06-18 05:30 | 1.8755 | 1.8755
2022-06-18 06:00 | 2.0899 | 2.0899
2022-06-18 06:30 | 2.1434 | 2.1434
2022-06-18 07:00 | 2.3042 | 2.3042
2022-06-18 07:30 | 2.465 | 2.465
2022-06-18 08:00 | 2.465 | 2.465
2022-06-18 08:30 | 2.3042 | 2.3042
2022-06-18 09:00 | 2.3042 | 2.3042
2022-06-18 09:30 | 1.9291 | 1.9291
2022-06-18 10:00 | 1.8219 | 1.8219
2022-06-18 10:30 | 1.6612 | 1.6612
2022-06-18 11:00 | 1.3932 | 1.3932
2022-06-18 11:30 | 1.4468 | 1.4468
2022-06-18 12:00 | 1.3397 | 1.3397
2022-06-18 12:30 | 1.3397 | 1.3397
2022-06-18 13:00 | 1.2325 | 1.2325
2022-06-18 13:30 | 1.1789 | 1.1789
2022-06-18 14:00 | 1.3397 | 1.3397
2022-06-18 14:30 | 1.3397 | 1.3397
2022-06-18 15:00 | 1.554 | 1.554
2022-06-18 15:30 | 1.6076 | 1.6076
2022-06-18 16:00 | 1.766 | 1.766
2022-06-18 16:30 | 1.9827 | 1.9827
2022-06-18 17:00 | 2.197 | 2.197
2022-06-18 17:30 | 2.3578 | 2.3578
2022-06-18 18:00 | 2.5185 | 2.5185
2022-06-18 18:30 | 2.9472 | 2.9472
2022-06-18 19:00 | 3.108 | 3.108
2022-06-18 19:30 | 3.0008 | 3.0008
2022-06-18 20:00 | 2.8401 | 2.8401
2022-06-18 20:30 | 2.6257 | 2.6257
2022-06-18 21:00 | 2.5185 | 2.5185
2022-06-18 21:30 | 2.465 | 2.465
2022-06-18 22:00 | 2.3578 | 2.3578
2022-06-18 22:30 | 2.1434 | 2.1434
2022-06-18 23:00 | 1.9827 | 1.9827
2022-06-18 23:30 | 1.8755 | 1.8755
2022-06-19 | 1.8755 | 1.8755
2022-06-19 00:30 | 1.7683 | 1.7683
2022-06-19 01:00 | 1.7148 | 1.7148
2022-06-19 01:30 | 1.7683 | 1.7683
2022-06-19 02:00 | 1.7148 | 1.7148
2022-06-19 02:30 | 1.6612 | 1.6612
2022-06-19 03:00 | 1.7683 | 1.7683
2022-06-19 03:30 | 1.6612 | 1.6612
2022-06-19 04:00 | 1.6612 | 1.6612
2022-06-19 04:30 | 1.7683 | 1.7683
2022-06-19 05:00 | 1.7683 | 1.7683
2022-06-19 05:30 | 1.8219 | 1.8219
2022-06-19 06:00 | 1.8755 | 1.8755
2022-06-19 06:30 | 1.9827 | 1.9827
2022-06-19 07:00 | 2.0363 | 2.0363
2022-06-19 07:30 | 2.2506 | 2.2506
2022-06-19 08:00 | 2.3042 | 2.3042
2022-06-19 08:30 | 2.0899 | 2.0899
2022-06-19 09:00 | 1.9827 | 1.9827
2022-06-19 09:30 | 1.8219 | 1.8219
2022-06-19 10:00 | 1.6612 | 1.6612
2022-06-19 10:30 | 1.5004 | 1.5004
2022-06-19 11:00 | 1.554 | 1.554
2022-06-19 11:30 | 1.4468 | 1.4468
2022-06-19 12:00 | 1.3484 | 1.3484
2022-06-19 12:30 | 1.4468 | 1.4468
2022-06-19 13:00 | 1.2861 | 1.2861
2022-06-19 13:30 | 1.3397 | 1.3397
2022-06-19 14:00 | 1.3932 | 1.3932
2022-06-19 14:30 | 1.3932 | 1.3932
2022-06-19 15:00 | 1.6612 | 1.6612
2022-06-19 15:30 | 1.6076 | 1.6076
2022-06-19 16:00 | 1.9827 | 1.9827
2022-06-19 16:30 | 2.197 | 2.197
2022-06-19 17:00 | 2.3578 | 2.3578
2022-06-19 17:30 | 2.6257 | 2.6257
2022-06-19 18:00 | 2.7329 | 2.7329
2022-06-19 18:30 | 3.0544 | 3.0544
2022-06-19 19:00 | 3.2152 | 3.2152
2022-06-19 19:30 | 3.0544 | 3.0544
2022-06-19 20:00 | 2.9472 | 2.9472
2022-06-19 20:30 | 2.7329 | 2.7329
2022-06-19 21:00 | 2.6257 | 2.6257
2022-06-19 21:30 | 2.4114 | 2.4114
2022-06-19 22:00 | 2.3042 | 2.3042
2022-06-19 22:30 | 2.0899 | 2.0899
2022-06-19 23:00 | 1.9827 | 1.9827
2022-06-19 23:30 | 1.9827 | 1.9827
2022-06-20 | 1.8755 | 1.8755
2022-06-20 00:30 | 1.7683 | 1.7683
2022-06-20 01:00 | 1.7148 | 1.7148
2022-06-20 01:30 | 1.6612 | 1.6612
2022-06-20 02:00 | 1.6612 | 1.6612
2022-06-20 02:30 | 1.7683 | 1.7683
2022-06-20 03:00 | 1.6612 | 1.6612
2022-06-20 03:30 | 1.6612 | 1.6612
2022-06-20 04:00 | 1.7148 | 1.7148
2022-06-20 04:30 | 1.7683 | 1.7683
2022-06-20 05:00 | 1.9827 | 1.9827
2022-06-20 05:30 | 2.1434 | 2.1434
2022-06-20 06:00 | 2.3578 | 2.3578
2022-06-20 06:30 | 2.6793 | 2.6793
2022-06-20 07:00 | 2.7329 | 2.7329
2022-06-20 07:30 | 3.0544 | 3.0544
2022-06-20 08:00 | 2.7865 | 2.7865
2022-06-20 08:30 | 2.4114 | 2.4114
2022-06-20 09:00 | 2.3042 | 2.3042
2022-06-20 09:30 | 1.8755 | 1.8755
2022-06-20 10:00 | 1.8219 | 1.8219
2022-06-20 10:30 | 1.9827 | 1.9827
2022-06-20 11:00 | 1.5004 | 1.5004
2022-06-20 11:30 | 1.6612 | 1.6612
2022-06-20 12:00 | 1.6076 | 1.6076
2022-06-20 12:30 | 1.4468 | 1.4468
2022-06-20 13:00 | 1.7148 | 1.7148
2022-06-20 13:30 | 1.6612 | 1.6612
2022-06-20 14:00 | 1.7683 | 1.7683
2022-06-20 14:30 | 1.6076 | 1.6076
2022-06-20 15:00 | 1.7683 | 1.7683
2022-06-20 15:30 | 2.1434 | 2.1434
2022-06-20 16:00 | 2.0899 | 2.0899
2022-06-20 16:30 | 2.3578 | 2.3578
2022-06-20 17:00 | 2.5185 | 2.5185
2022-06-20 17:30 | 2.6257 | 2.6257
2022-06-20 18:00 | 2.9472 | 2.9472
2022-06-20 18:30 | 3.1616 | 3.1616
2022-06-20 19:00 | 3.2687 | 3.2687
2022-06-20 19:30 | 3.0544 | 3.0544
2022-06-20 20:00 | 2.8401 | 2.8401
2022-06-20 20:30 | 2.7865 | 2.7865
2022-06-20 21:00 | 2.6257 | 2.6257
2022-06-20 21:30 | 2.6793 | 2.6793
2022-06-20 22:00 | 2.4114 | 2.4114
2022-06-20 22:30 | 2.0899 | 2.0899
2022-06-20 23:00 | 2.0899 | 2.0899
2022-06-20 23:30 | 1.9827 | 1.9827
2022-06-21 | 1.8755 | 1.8755
2022-06-21 00:30 | 1.8219 | 1.8219
2022-06-21 01:00 | 1.7148 | 1.7148
2022-06-21 01:30 | 1.6612 | 1.6612
2022-06-21 02:00 | 1.6377 | 1.6377
2022-06-21 02:30 | 1.6076 | 1.6076
2022-06-21 03:00 | 1.6612 | 1.6612
2022-06-21 03:30 | 1.6076 | 1.6076
2022-06-21 04:00 | 1.6612 | 1.6612
2022-06-21 04:30 | 1.8755 | 1.8755
2022-06-21 05:00 | 1.9291 | 1.9291
2022-06-21 05:30 | 2.0363 | 2.0363
2022-06-21 06:00 | 2.3578 | 2.3578
2022-06-21 06:30 | 2.4114 | 2.4114
2022-06-21 07:00 | 2.6257 | 2.6257
2022-06-21 07:30 | 2.9472 | 2.9472
2022-06-21 08:00 | 2.7865 | 2.7865
2022-06-21 08:30 | 2.3042 | 2.3042
2022-06-21 09:00 | 2.028 | 2.028
2022-06-21 09:30 | 1.8755 | 1.8755
2022-06-21 10:00 | 1.554 | 1.554
2022-06-21 10:30 | 1.5004 | 1.5004
2022-06-21 11:00 | 1.4468 | 1.4468
2022-06-21 11:30 | 1.5004 | 1.5004
2022-06-21 12:00 | 1.3397 | 1.3397
2022-06-21 12:30 | 1.3397 | 1.3397
2022-06-21 13:00 | 1.3932 | 1.3932
2022-06-21 13:30 | 1.4468 | 1.4468
2022-06-21 14:00 | 1.5004 | 1.5004
2022-06-21 14:30 | 1.6082 | 1.6082
2022-06-21 15:00 | 1.7683 | 1.7683
2022-06-21 15:30 | 2.197 | 2.197
2022-06-21 16:00 | 2.2506 | 2.2506
2022-06-21 16:30 | 2.3042 | 2.3042
2022-06-21 17:00 | 2.6257 | 2.6257
2022-06-21 17:30 | 2.6257 | 2.6257
2022-06-21 18:00 | 2.8401 | 2.8401
2022-06-21 18:30 | 3.2687 | 3.2687
2022-06-21 19:00 | 3.2687 | 3.2687
2022-06-21 19:30 | 3.2152 | 3.2152
2022-06-21 20:00 | 2.9379 | 2.9379
2022-06-21 20:30 | 2.7865 | 2.7865
2022-06-21 21:00 | 2.6793 | 2.6793
2022-06-21 21:30 | 2.5185 | 2.5185
2022-06-21 22:00 | 2.3578 | 2.3578
2022-06-21 22:30 | 2.1434 | 2.1434
2022-06-21 23:00 | 2.0899 | 2.0899
2022-06-21 23:30 | 2.0363 | 2.0363
2022-06-22 | 1.8219 | 1.8219
2022-06-22 00:30 | 1.7148 | 1.7148
2022-06-22 01:00 | 1.8219 | 1.8219
2022-06-22 01:30 | 1.6612 | 1.6612
2022-06-22 02:00 | 1.6612 | 1.6612
2022-06-22 02:30 | 1.6612 | 1.6612
2022-06-22 03:00 | 1.6612 | 1.6612
2022-06-22 03:30 | 1.6076 | 1.6076
2022-06-22 04:00 | 1.7683 | 1.7683
2022-06-22 04:30 | 1.7683 | 1.7683
2022-06-22 05:00 | 1.9291 | 1.9291
2022-06-22 05:30 | 2.1434 | 2.1434
2022-06-22 06:00 | 2.3042 | 2.3042
2022-06-22 06:30 | 2.5721 | 2.5721
2022-06-22 07:00 | 2.7329 | 2.7329
2022-06-22 07:30 | 2.8401 | 2.8401
2022-06-22 08:00 | 2.7329 | 2.7329
2022-06-22 08:30 | 2.4114 | 2.4114
2022-06-22 09:00 | 2.3042 | 2.3042
2022-06-22 09:30 | 2.0899 | 2.0899
2022-06-22 10:00 | 1.8755 | 1.8755
2022-06-22 10:30 | 1.7683 | 1.7683
2022-06-22 11:00 | 1.554 | 1.554
2022-06-22 11:30 | 1.6076 | 1.6076
2022-06-22 12:00 | 1.3932 | 1.3932
2022-06-22 12:30 | 1.4468 | 1.4468
2022-06-22 13:00 | 1.554 | 1.554
2022-06-22 13:30 | 1.4656 | 1.4656
2022-06-22 14:00 | 1.6612 | 1.6612
2022-06-22 14:30 | 1.6076 | 1.6076
2022-06-22 15:00 | 1.6612 | 1.6612
2022-06-22 15:30 | 1.9291 | 1.9291
2022-06-22 16:00 | 2.197 | 2.197
2022-06-22 16:30 | 2.2506 | 2.2506
2022-06-22 17:00 | 2.465 | 2.465
2022-06-22 17:30 | 2.7329 | 2.7329
2022-06-22 18:00 | 2.7865 | 2.7865
2022-06-22 18:30 | 3.108 | 3.108
2022-06-22 19:00 | 3.2687 | 3.2687
2022-06-22 19:30 | 3.1616 | 3.1616
2022-06-22 20:00 | 3.0008 | 3.0008
2022-06-22 20:30 | 2.8401 | 2.8401
2022-06-22 21:00 | 2.6793 | 2.6793
2022-06-22 21:30 | 2.6793 | 2.6793
2022-06-22 22:00 | 2.3578 | 2.3578
2022-06-22 22:30 | 2.3042 | 2.3042
2022-06-22 23:00 | 2.1434 | 2.1434
2022-06-22 23:30 | 1.9291 | 1.9291
2022-06-23 | 1.9827 | 1.9827
2022-06-23 00:30 | 1.8219 | 1.8219
2022-06-23 01:00 | 1.7683 | 1.7683
2022-06-23 01:30 | 1.8755 | 1.8755
2022-06-23 02:00 | 1.7148 | 1.7148
2022-06-23 02:30 | 1.6076 | 1.6076
2022-06-23 03:00 | 1.6612 | 1.6612
2022-06-23 03:30 | 1.6612 | 1.6612
2022-06-23 04:00 | 1.6612 | 1.6612
2022-06-23 04:30 | 1.7683 | 1.7683
2022-06-23 05:00 | 1.8755 | 1.8755
2022-06-23 05:30 | 2.197 | 2.197
2022-06-23 06:00 | 2.2506 | 2.2506
2022-06-23 06:30 | 2.5185 | 2.5185
2022-06-23 07:00 | 2.6257 | 2.6257
2022-06-23 07:30 | 2.7865 | 2.7865
2022-06-23 08:00 | 2.8401 | 2.8401
2022-06-23 08:30 | 2.4114 | 2.4114
2022-06-23 09:00 | 2.3578 | 2.3578
2022-06-23 09:30 | 1.9291 | 1.9291
2022-06-23 10:00 | 1.8755 | 1.8755
2022-06-23 10:30 | 1.5675 | 1.5675
2022-06-23 11:00 | 1.5004 | 1.5004
2022-06-23 11:30 | 1.554 | 1.554
2022-06-23 12:00 | 1.554 | 1.554
2022-06-23 12:30 | 1.3932 | 1.3932
2022-06-23 13:00 | 1.4468 | 1.4468
2022-06-23 13:30 | 1.4468 | 1.4468
2022-06-23 14:00 | 1.4468 | 1.4468
2022-06-23 14:30 | 1.6076 | 1.6076
2022-06-23 15:00 | 1.6612 | 1.6612
2022-06-23 15:30 | 1.7683 | 1.7683
2022-06-23 16:00 | 2.0899 | 2.0899
2022-06-23 16:30 | 2.3042 | 2.3042
2022-06-23 17:00 | 2.5185 | 2.5185
2022-06-23 17:30 | 2.7329 | 2.7329
2022-06-23 18:00 | 2.8401 | 2.8401
2022-06-23 18:30 | 3.0544 | 3.0544
2022-06-23 19:00 | 3.2687 | 3.2687
2022-06-23 19:30 | 3.0544 | 3.0544
2022-06-23 20:00 | 2.8936 | 2.8936
2022-06-23 20:30 | 2.8401 | 2.8401
2022-06-23 21:00 | 2.6257 | 2.6257
2022-06-23 21:30 | 2.5721 | 2.5721
2022-06-23 22:00 | 2.3578 | 2.3578
2022-06-23 22:30 | 2.197 | 2.197
2022-06-23 23:00 | 2.197 | 2.197
2022-06-23 23:30 | 2.0363 | 2.0363
2022-06-24 | 1.8755 | 1.8755
2022-06-24 00:30 | 1.9291 | 1.9291
2022-06-24 01:00 | 1.7683 | 1.7683
2022-06-24 01:30 | 1.7148 | 1.7148
2022-06-24 02:00 | 1.7683 | 1.7683
2022-06-24 02:30 | 1.7148 | 1.7148
2022-06-24 03:00 | 1.6612 | 1.6612
2022-06-24 03:30 | 1.7148 | 1.7148
2022-06-24 04:00 | 1.7683 | 1.7683
2022-06-24 04:30 | 1.8755 | 1.8755
2022-06-24 05:00 | 1.9291 | 1.9291
2022-06-24 05:30 | 2.197 | 2.197
2022-06-24 06:00 | 2.3578 | 2.3578
2022-06-24 06:30 | 2.5185 | 2.5185
2022-06-24 07:00 | 2.5721 | 2.5721
2022-06-24 07:30 | 2.8936 | 2.8936
2022-06-24 08:00 | 2.7329 | 2.7329
2022-06-24 08:30 | 2.5185 | 2.5185
2022-06-24 09:00 | 2.197 | 2.197
2022-06-24 09:30 | 1.9644 | 1.9644
2022-06-24 10:00 | 1.7683 | 1.7683
2022-06-24 10:30 | 1.6612 | 1.6612
2022-06-24 11:00 | 1.554 | 1.554
2022-06-24 11:30 | 1.4468 | 1.4468
2022-06-24 12:00 | 1.4468 | 1.4468
2022-06-24 12:30 | 1.4468 | 1.4468
2022-06-24 13:00 | 1.3932 | 1.3932
2022-06-24 13:30 | 1.554 | 1.554
2022-06-24 14:00 | 1.6612 | 1.6612
2022-06-24 14:30 | 1.6612 | 1.6612
2022-06-24 15:00 | 1.7683 | 1.7683
2022-06-24 15:30 | 1.8755 | 1.8755
2022-06-24 16:00 | 2.0899 | 2.0899
2022-06-24 16:30 | 2.197 | 2.197
2022-06-24 17:00 | 2.5185 | 2.5185
2022-06-24 17:30 | 2.6793 | 2.6793
2022-06-24 18:00 | 2.7329 | 2.7329
2022-06-24 18:30 | 3.0033 | 3.0033
2022-06-24 19:00 | 3.0008 | 3.0008
2022-06-24 19:30 | 3.0008 | 3.0008
2022-06-24 20:00 | 2.7865 | 2.7865
2022-06-24 20:30 | 2.6257 | 2.6257
2022-06-24 21:00 | 2.5721 | 2.5721
2022-06-24 21:30 | 2.5721 | 2.5721
2022-06-24 22:00 | 2.465 | 2.465
2022-06-24 22:30 | 2.197 | 2.197
2022-06-24 23:00 | 2.0899 | 2.0899
2022-06-24 23:30 | 2.0899 | 2.0899
2022-06-25 | 1.9827 | 1.9827
2022-06-25 00:30 | 1.8755 | 1.8755
2022-06-25 01:00 | 1.8755 | 1.8755
2022-06-25 01:30 | 1.7683 | 1.7683
2022-06-25 02:00 | 1.7148 | 1.7148
2022-06-25 02:30 | 1.7683 | 1.7683
2022-06-25 03:00 | 1.6612 | 1.6612
2022-06-25 03:30 | 1.6612 | 1.6612
2022-06-25 04:00 | 1.7683 | 1.7683
2022-06-25 04:30 | 1.7683 | 1.7683
2022-06-25 05:00 | 1.8219 | 1.8219
2022-06-25 05:30 | 1.9827 | 1.9827
2022-06-25 06:00 | 2.0899 | 2.0899
2022-06-25 06:30 | 2.197 | 2.197
2022-06-25 07:00 | 2.3042 | 2.3042
2022-06-25 07:30 | 2.3578 | 2.3578
2022-06-25 08:00 | 2.465 | 2.465
2022-06-25 08:30 | 2.3042 | 2.3042
2022-06-25 09:00 | 2.0899 | 2.0899
2022-06-25 09:30 | 2.1154 | 2.1154
2022-06-25 10:00 | 1.719 | 1.719
2022-06-25 10:30 | 1.7148 | 1.7148
2022-06-25 11:00 | 1.4468 | 1.4468
2022-06-25 11:30 | 1.4468 | 1.4468
2022-06-25 12:00 | 1.3397 | 1.3397
2022-06-25 12:30 | 1.3397 | 1.3397
2022-06-25 13:00 | 1.4468 | 1.4468
2022-06-25 13:30 | 1.2861 | 1.2861
2022-06-25 14:00 | 1.4468 | 1.4468
2022-06-25 14:30 | 1.4468 | 1.4468
2022-06-25 15:00 | 1.4468 | 1.4468
2022-06-25 15:30 | 1.6612 | 1.6612
2022-06-25 16:00 | 1.8755 | 1.8755
2022-06-25 16:30 | 2.197 | 2.197
2022-06-25 17:00 | 2.3578 | 2.3578
2022-06-25 17:30 | 2.6793 | 2.6793
2022-06-25 18:00 | 2.7865 | 2.7865
2022-06-25 18:30 | 2.9472 | 2.9472
2022-06-25 19:00 | 3.108 | 3.108
2022-06-25 19:30 | 3.0544 | 3.0544
2022-06-25 20:00 | 2.8936 | 2.8936
2022-06-25 20:30 | 2.6793 | 2.6793
2022-06-25 21:00 | 2.5185 | 2.5185
2022-06-25 21:30 | 2.5721 | 2.5721
2022-06-25 22:00 | 2.2506 | 2.2506
2022-06-25 22:30 | 2.197 | 2.197
2022-06-25 23:00 | 2.0899 | 2.0899
2022-06-25 23:30 | 1.9827 | 1.9827
2022-06-26 | 2.0363 | 2.0363
2022-06-26 00:30 | 1.8219 | 1.8219
2022-06-26 01:00 | 1.7148 | 1.7148
2022-06-26 01:30 | 1.8219 | 1.8219
2022-06-26 02:00 | 1.7148 | 1.7148
2022-06-26 02:30 | 1.7683 | 1.7683
2022-06-26 03:00 | 1.7683 | 1.7683
2022-06-26 03:30 | 1.6612 | 1.6612
2022-06-26 04:00 | 1.6612 | 1.6612
2022-06-26 04:30 | 1.7683 | 1.7683
2022-06-26 05:00 | 1.8755 | 1.8755
2022-06-26 05:30 | 1.9827 | 1.9827
2022-06-26 06:00 | 2.0363 | 2.0363
2022-06-26 06:30 | 2.0899 | 2.0899
2022-06-26 07:00 | 2.1434 | 2.1434
2022-06-26 07:30 | 2.2506 | 2.2506
2022-06-26 08:00 | 2.197 | 2.197
2022-06-26 08:30 | 2.197 | 2.197
2022-06-26 09:00 | 1.9827 | 1.9827
2022-06-26 09:30 | 1.9291 | 1.9291
2022-06-26 10:00 | 1.7148 | 1.7148
2022-06-26 10:30 | 1.5004 | 1.5004
2022-06-26 11:00 | 1.4468 | 1.4468
2022-06-26 11:30 | 1.554 | 1.554
2022-06-26 12:00 | 1.554 | 1.554
2022-06-26 12:30 | 1.3932 | 1.3932
2022-06-26 13:00 | 1.4468 | 1.4468
2022-06-26 13:30 | 1.3397 | 1.3397
2022-06-26 14:00 | 1.554 | 1.554
2022-06-26 14:30 | 1.554 | 1.554
2022-06-26 15:00 | 1.7148 | 1.7148
2022-06-26 15:30 | 1.8755 | 1.8755
2022-06-26 16:00 | 2.1434 | 2.1434
2022-06-26 16:30 | 2.3578 | 2.3578
2022-06-26 17:00 | 2.5185 | 2.5185
2022-06-26 17:30 | 2.6257 | 2.6257
2022-06-26 18:00 | 2.8936 | 2.8936
2022-06-26 18:30 | 3.1616 | 3.1616
2022-06-26 19:00 | 3.2687 | 3.2687
2022-06-26 19:30 | 3.0544 | 3.0544
2022-06-26 20:00 | 2.9472 | 2.9472
2022-06-26 20:30 | 2.6257 | 2.6257
2022-06-26 21:00 | 2.6257 | 2.6257
2022-06-26 21:30 | 2.5185 | 2.5185
2022-06-26 22:00 | 2.5185 | 2.5185
2022-06-26 22:30 | 2.2506 | 2.2506
2022-06-26 23:00 | 2.1434 | 2.1434
2022-06-26 23:30 | 1.9827 | 1.9827
2022-06-27 | 1.9827 | 1.9827
2022-06-27 00:30 | 1.8755 | 1.8755
2022-06-27 01:00 | 1.7148 | 1.7148
2022-06-27 01:30 | 1.8219 | 1.8219
2022-06-27 02:00 | 1.7148 | 1.7148
2022-06-27 02:30 | 1.6612 | 1.6612
2022-06-27 03:00 | 1.7148 | 1.7148
2022-06-27 03:30 | 1.6612 | 1.6612
2022-06-27 04:00 | 1.7683 | 1.7683
2022-06-27 04:30 | 1.8219 | 1.8219
2022-06-27 05:00 | 1.8755 | 1.8755
2022-06-27 05:30 | 2.1434 | 2.1434
2022-06-27 06:00 | 2.2506 | 2.2506
2022-06-27 06:30 | 2.465 | 2.465
2022-06-27 07:00 | 2.465 | 2.465
2022-06-27 07:30 | 2.5185 | 2.5185
2022-06-27 08:00 | 2.5721 | 2.5721
2022-06-27 08:30 | 2.3578 | 2.3578
2022-06-27 09:00 | 2.3042 | 2.3042
2022-06-27 09:30 | 2.0363 | 2.0363
2022-06-27 10:00 | 2.0363 | 2.0363
2022-06-27 10:30 | 1.8755 | 1.8755
2022-06-27 11:00 | 1.9827 | 1.9827
2022-06-27 11:30 | 1.4468 | 1.4468
2022-06-27 12:00 | 1.5004 | 1.5004
2022-06-27 12:30 | 1.3932 | 1.3932
2022-06-27 13:00 | 1.554 | 1.554
2022-06-27 13:30 | 1.6612 | 1.6612
2022-06-27 14:00 | 1.5004 | 1.5004
2022-06-27 14:30 | 1.6612 | 1.6612
2022-06-27 15:00 | 1.7683 | 1.7683
2022-06-27 15:30 | 1.8219 | 1.8219
2022-06-27 16:00 | 2.197 | 2.197
2022-06-27 16:30 | 2.3042 | 2.3042
2022-06-27 17:00 | 2.465 | 2.465
2022-06-27 17:30 | 2.7865 | 2.7865
2022-06-27 18:00 | 2.7329 | 2.7329
2022-06-27 18:30 | 3.2165 | 3.2165
2022-06-27 19:00 | 3.2152 | 3.2152
2022-06-27 19:30 | 3.2104 | 3.2104
2022-06-27 20:00 | 2.9329 | 2.9329
2022-06-27 20:30 | 2.8401 | 2.8401
2022-06-27 21:00 | 2.7089 | 2.7089
2022-06-27 21:30 | 2.5185 | 2.5185
2022-06-27 22:00 | 2.4101 | 2.4101
2022-06-27 22:30 | 2.2174 | 2.2174
2022-06-27 23:00 | 2.0678 | 2.0678
2022-06-27 23:30 | 1.9671 | 1.9671
2022-06-28 | 1.8945 | 1.8945
2022-06-28 00:30 | 1.8246 | 1.8246
2022-06-28 01:00 | 1.7683 | 1.7683
2022-06-28 01:30 | 1.6987 | 1.6987
2022-06-28 02:00 | 1.6246 | 1.6246
2022-06-28 02:30 | 1.7148 | 1.7148
2022-06-28 03:00 | 1.7026 | 1.7026
2022-06-28 03:30 | 1.6612 | 1.6612
2022-06-28 04:00 | 1.6612 | 1.6612
2022-06-28 04:30 | 1.9286 | 1.9286
2022-06-28 05:00 | 1.9827 | 1.9827
2022-06-28 05:30 | 1.9593 | 1.9593
2022-06-28 06:00 | 2.3578 | 2.3578
2022-06-28 06:30 | 2.5185 | 2.5185
2022-06-28 07:00 | 2.6746 | 2.6746
2022-06-28 07:30 | 2.6793 | 2.6793
2022-06-28 08:00 | 2.5585 | 2.5585
2022-06-28 08:30 | 2.5721 | 2.5721
2022-06-28 09:00 | 2.5185 | 2.5185
2022-06-28 09:30 | 2.4114 | 2.4114
2022-06-28 10:00 | 1.9291 | 1.9291
2022-06-28 10:30 | 1.9827 | 1.9827
2022-06-28 11:00 | 1.7683 | 1.7683
2022-06-28 11:30 | 1.8755 | 1.8755
2022-06-28 12:00 | 1.9827 | 1.9827
2022-06-28 12:30 | 1.9827 | 1.9827
2022-06-28 13:00 | 1.8755 | 1.8755
2022-06-28 13:30 | 1.8219 | 1.8219
2022-06-28 14:00 | 1.7683 | 1.7683
2022-06-28 14:30 | 1.8751 | 1.8751
2022-06-28 15:00 | 2.0899 | 2.0899
2022-06-28 15:30 | 1.7683 | 1.7683
2022-06-28 16:00 | 2.197 | 2.197
2022-06-28 16:30 | 2.3578 | 2.3578
2022-06-28 17:00 | 2.6257 | 2.6257
2022-06-28 17:30 | 2.7329 | 2.7329
2022-06-28 18:00 | 2.8936 | 2.8936
2022-06-28 18:30 | 3.4831 | 3.4831
2022-06-28 19:00 | 3.3759 | 3.3759
2022-06-28 19:30 | 3.232 | 3.232
2022-06-28 20:00 | 3.1292 | 3.1292
2022-06-28 20:30 | 2.8462 | 2.8462
2022-06-28 21:00 | 2.8401 | 2.8401
2022-06-28 21:30 | 2.7329 | 2.7329
2022-06-28 22:00 | 2.465 | 2.465
2022-06-28 22:30 | 2.4114 | 2.4114
2022-06-28 23:00 | 2.1434 | 2.1434
2022-06-28 23:30 | 2.0899 | 2.0899
2022-06-29 | 2.0899 | 2.0899
2022-06-29 00:30 | 1.9291 | 1.9291
2022-06-29 01:00 | 1.8219 | 1.8219
2022-06-29 01:30 | 1.8219 | 1.8219
2022-06-29 02:00 | 1.7148 | 1.7148
2022-06-29 02:30 | 1.7683 | 1.7683
2022-06-29 03:00 | 1.7683 | 1.7683
2022-06-29 03:30 | 1.7683 | 1.7683
2022-06-29 04:00 | 1.7683 | 1.7683
2022-06-29 04:30 | 1.9291 | 1.9291
2022-06-29 05:00 | 2.0899 | 2.0899
2022-06-29 05:30 | 2.197 | 2.197
2022-06-29 06:00 | 2.4114 | 2.4114
2022-06-29 06:30 | 2.6257 | 2.6257
2022-06-29 07:00 | 2.7329 | 2.7329
2022-06-29 07:30 | 2.8936 | 2.8936
2022-06-29 08:00 | 2.7329 | 2.7329
2022-06-29 08:30 | 2.6257 | 2.6257
2022-06-29 09:00 | 2.7329 | 2.7329
2022-06-29 09:30 | 2.6257 | 2.6257
2022-06-29 10:00 | 2.6257 | 2.6257
2022-06-29 10:30 | 2.3578 | 2.3578
2022-06-29 11:00 | 1.8688 | 1.8688
2022-06-29 11:30 | 2.0899 | 2.0899
2022-06-29 12:00 | 1.9291 | 1.9291
2022-06-29 12:30 | 2.0865 | 2.0865
2022-06-29 13:00 | 1.5004 | 1.5004
2022-06-29 13:30 | 1.9827 | 1.9827
2022-06-29 14:00 | 2.1698 | 2.1698
2022-06-29 14:30 | 2.1434 | 2.1434
2022-06-29 15:00 | 2.0091 | 2.0091
2022-06-29 15:30 | 2.2506 | 2.2506
2022-06-29 16:00 | 2.2127 | 2.2127
2022-06-29 16:30 | 2.4114 | 2.4114
2022-06-29 17:00 | 2.5721 | 2.5721
2022-06-29 17:30 | 2.6257 | 2.6257
2022-06-29 18:00 | 2.8401 | 2.8401
2022-06-29 18:30 | 3.2687 | 3.2687
2022-06-29 19:00 | 3.3759 | 3.3759
2022-06-29 19:30 | 3.2687 | 3.2687
2022-06-29 20:00 | 3.0544 | 3.0544
2022-06-29 20:30 | 2.9472 | 2.9472
2022-06-29 21:00 | 2.7865 | 2.7865
2022-06-29 21:30 | 2.6257 | 2.6257
2022-06-29 22:00 | 2.5185 | 2.5185
2022-06-29 22:30 | 2.4114 | 2.4114
2022-06-29 23:00 | 2.0899 | 2.0899
2022-06-29 23:30 | 2.0363 | 2.0363
2022-06-30 | 1.9827 | 1.9827
2022-06-30 00:30 | 1.8219 | 1.8219
2022-06-30 01:00 | 1.8219 | 1.8219
2022-06-30 01:30 | 1.8219 | 1.8219
2022-06-30 02:00 | 1.7148 | 1.7148
2022-06-30 02:30 | 1.7148 | 1.7148
2022-06-30 03:00 | 1.7683 | 1.7683
2022-06-30 03:30 | 1.6612 | 1.6612
2022-06-30 04:00 | 1.7148 | 1.7148
2022-06-30 04:30 | 1.8755 | 1.8755
2022-06-30 05:00 | 1.8755 | 1.8755
2022-06-30 05:30 | 2.0899 | 2.0899
2022-06-30 06:00 | 2.2506 | 2.2506
2022-06-30 06:30 | 2.5185 | 2.5185
2022-06-30 07:00 | 2.6793 | 2.6793
2022-06-30 07:30 | 2.7329 | 2.7329
2022-06-30 08:00 | 2.7329 | 2.7329
2022-06-30 08:30 | 2.5721 | 2.5721
2022-06-30 09:00 | 2.6257 | 2.6257
2022-06-30 09:30 | 2.6263 | 2.6263
2022-06-30 10:00 | 2.4114 | 2.4114
2022-06-30 10:30 | 2.3042 | 2.3042
2022-06-30 11:00 | 2.3578 | 2.3578
2022-06-30 11:30 | 2.1679 | 2.1679
2022-06-30 12:00 | 1.9827 | 1.9827
2022-06-30 12:30 | 2.4114 | 2.4114
2022-06-30 13:00 | 2.3377 | 2.3377
2022-06-30 13:30 | 2.3578 | 2.3578
2022-06-30 14:00 | 2.3578 | 2.3578
2022-06-30 14:30 | 2.3578 | 2.3578
2022-06-30 15:00 | 2.4907 | 2.4907
2022-06-30 15:30 | 2.6257 | 2.6257
2022-06-30 16:00 | 2.4746 | 2.4746
2022-06-30 16:30 | 2.6257 | 2.6257
2022-06-30 17:00 | 2.8401 | 2.8401
2022-06-30 17:30 | 3.0008 | 3.0008
2022-06-30 18:00 | 3.0544 | 3.0544
2022-06-30 18:30 | 3.4831 | 3.4831
2022-06-30 19:00 | 3.4831 | 3.4831
2022-06-30 19:30 | 3.3759 | 3.3759
2022-06-30 20:00 | 3.3256 | 3.3256
2022-06-30 20:30 | 3.1454 | 3.1454
2022-06-30 21:00 | 2.924 | 2.924
2022-06-30 21:30 | 2.8936 | 2.8936
2022-06-30 22:00 | 2.5721 | 2.5721
2022-06-30 22:30 | 2.3416 | 2.3416
2022-06-30 23:00 | 2.2717 | 2.2717
2022-06-30 23:30 | 2.0899 | 2.0899
2022-07-01 | 2.0363 | 2.0363
2022-07-01 00:30 | 1.9827 | 1.9827
2022-07-01 01:00 | 1.9827 | 1.9827
2022-07-01 01:30 | 1.8755 | 1.8755
2022-07-01 02:00 | 1.8755 | 1.8755
2022-07-01 02:30 | 1.8219 | 1.8219
2022-07-01 03:00 | 1.8755 | 1.8755
2022-07-01 03:30 | 1.8219 | 1.8219
2022-07-01 04:00 | 1.9291 | 1.9291
2022-07-01 04:30 | 2.0363 | 2.0363
2022-07-01 05:00 | 2.0363 | 2.0363
2022-07-01 05:30 | 2.0899 | 2.0899
2022-07-01 06:00 | 2.4114 | 2.4114
2022-07-01 06:30 | 2.5185 | 2.5185
2022-07-01 07:00 | 2.7865 | 2.7865
2022-07-01 07:30 | 3.0008 | 3.0008
2022-07-01 08:00 | 3.1616 | 3.1616
2022-07-01 08:30 | 3.0544 | 3.0544
2022-07-01 09:00 | 3.1616 | 3.1616
2022-07-01 09:30 | 3.0544 | 3.0544
2022-07-01 10:00 | 3.0008 | 3.0008
2022-07-01 10:30 | 2.9472 | 2.9472
2022-07-01 11:00 | 2.8936 | 2.8936
2022-07-01 11:30 | 2.9472 | 2.9472
2022-07-01 12:00 | 0 | 0
2022-07-01 12:30 | 3.6974 | 3.6974
2022-07-01 13:00 | 2.8401 | 2.8401
2022-07-01 13:30 | 2.7865 | 2.7865
2022-07-01 14:00 | 2.6257 | 2.6257
2022-07-01 14:30 | 2.6793 | 2.6793
2022-07-01 15:00 | 2.6257 | 2.6257
2022-07-01 15:30 | 2.7865 | 2.7865
2022-07-01 16:00 | 2.8936 | 2.8936
2022-07-01 16:30 | 3.0443 | 3.0443
2022-07-01 17:00 | 3.2152 | 3.2152
2022-07-01 17:30 | 3.3223 | 3.3223
2022-07-01 18:00 | 3.4831 | 3.4831
2022-07-01 18:30 | 3.8046 | 3.8046
2022-07-01 19:00 | 3.751 | 3.751
2022-07-01 19:30 | 3.5903 | 3.5903
2022-07-01 20:00 | 3.3759 | 3.3759
2022-07-01 20:30 | 3.3759 | 3.3759
2022-07-01 21:00 | 3.1616 | 3.1616
2022-07-01 21:30 | 3.108 | 3.108
2022-07-01 22:00 | 2.9472 | 2.9472
2022-07-01 22:30 | 2.7054 | 2.7054
2022-07-01 23:00 | 2.6257 | 2.6257
2022-07-01 23:30 | 2.4419 | 2.4419
2022-07-02 | 2.3042 | 2.3042
2022-07-02 00:30 | 2.2083 | 2.2083
2022-07-02 01:00 | 2.197 | 2.197
2022-07-02 01:30 | 2.2506 | 2.2506
2022-07-02 02:00 | 2.0899 | 2.0899
2022-07-02 02:30 | 2.0573 | 2.0573
2022-07-02 03:00 | 2.1592 | 2.1592
2022-07-02 03:30 | 2.0426 | 2.0426
2022-07-02 04:00 | 2.0839 | 2.0839
2022-07-02 04:30 | 2.1434 | 2.1434
2022-07-02 05:00 | 2.2506 | 2.2506
2022-07-02 05:30 | 2.197 | 2.197
2022-07-02 06:00 | 2.2506 | 2.2506
2022-07-02 06:30 | 2.5185 | 2.5185
2022-07-02 07:00 | 2.6309 | 2.6309
2022-07-02 07:30 | 2.8079 | 2.8079
2022-07-02 08:00 | 3.0385 | 3.0385
2022-07-02 08:30 | 3.0008 | 3.0008
2022-07-02 09:00 | 3.0544 | 3.0544
2022-07-02 09:30 | 3.1616 | 3.1616
2022-07-02 10:00 | 2.7301 | 2.7301
2022-07-02 10:30 | 2.5327 | 2.5327
2022-07-02 11:00 | 2.5185 | 2.5185
2022-07-02 11:30 | 2.197 | 2.197
2022-07-02 12:00 | 2.197 | 2.197
2022-07-02 12:30 | 2.197 | 2.197
2022-07-02 13:00 | 2.197 | 2.197
2022-07-02 13:30 | 2.0899 | 2.0899
2022-07-02 14:00 | 2.0899 | 2.0899
2022-07-02 14:30 | 2.197 | 2.197
2022-07-02 15:00 | 2.3808 | 2.3808
2022-07-02 15:30 | 2.465 | 2.465
2022-07-02 16:00 | 2.4114 | 2.4114
2022-07-02 16:30 | 2.5185 | 2.5185
2022-07-02 17:00 | 2.6257 | 2.6257
2022-07-02 17:30 | 2.9472 | 2.9472
2022-07-02 18:00 | 3.1616 | 3.1616
2022-07-02 18:30 | 3.3759 | 3.3759
2022-07-02 19:00 | 3.4831 | 3.4831
2022-07-02 19:30 | 3.2687 | 3.2687
2022-07-02 20:00 | 3.1616 | 3.1616
2022-07-02 20:30 | 2.9472 | 2.9472
2022-07-02 21:00 | 2.8936 | 2.8936
2022-07-02 21:30 | 2.8401 | 2.8401
2022-07-02 22:00 | 2.6793 | 2.6793
2022-07-02 22:30 | 2.6257 | 2.6257
2022-07-02 23:00 | 2.4114 | 2.4114
2022-07-02 23:30 | 2.197 | 2.197
2022-07-03 | 2.1434 | 2.1434
2022-07-03 00:30 | 2.0899 | 2.0899
2022-07-03 01:00 | 2.0363 | 2.0363
2022-07-03 01:30 | 1.9827 | 1.9827
2022-07-03 02:00 | 1.9827 | 1.9827
2022-07-03 02:30 | 2.0363 | 2.0363
2022-07-03 03:00 | 2.0217 | 2.0217
2022-07-03 03:30 | 1.9625 | 1.9625
2022-07-03 04:00 | 1.9827 | 1.9827
2022-07-03 04:30 | 2.0318 | 2.0318
2022-07-03 05:00 | 2.0813 | 2.0813
2022-07-03 05:30 | 2.1843 | 2.1843
2022-07-03 06:00 | 2.0899 | 2.0899
2022-07-03 06:30 | 2.3042 | 2.3042
2022-07-03 07:00 | 2.5185 | 2.5185
2022-07-03 07:30 | 2.7329 | 2.7329
2022-07-03 08:00 | 2.8936 | 2.8936
2022-07-03 08:30 | 2.8401 | 2.8401
2022-07-03 09:00 | 2.6257 | 2.6257
2022-07-03 09:30 | 2.4114 | 2.4114
2022-07-03 10:00 | 2.3042 | 2.3042
2022-07-03 10:30 | 1.9827 | 1.9827
2022-07-03 11:00 | 1.6612 | 1.6612
2022-07-03 11:30 | 1.7148 | 1.7148
2022-07-03 12:00 | 1.6612 | 1.6612
2022-07-03 12:30 | 1.5004 | 1.5004
2022-07-03 13:00 | 1.4468 | 1.4468
2022-07-03 13:30 | 1.4468 | 1.4468
2022-07-03 14:00 | 1.3932 | 1.3932
2022-07-03 14:30 | 1.4468 | 1.4468
2022-07-03 15:00 | 1.4468 | 1.4468
2022-07-03 15:30 | 1.6612 | 1.6612
2022-07-03 16:00 | 1.8219 | 1.8219
2022-07-03 16:30 | 2.0899 | 2.0899
2022-07-03 17:00 | 2.2506 | 2.2506
2022-07-03 17:30 | 2.6257 | 2.6257
2022-07-03 18:00 | 2.9472 | 2.9472
2022-07-03 18:30 | 3.2687 | 3.2687
2022-07-03 19:00 | 3.5367 | 3.5367
2022-07-03 19:30 | 3.3759 | 3.3759
2022-07-03 20:00 | 3.2687 | 3.2687
2022-07-03 20:30 | 3.2152 | 3.2152
2022-07-03 21:00 | 3.0544 | 3.0544
2022-07-03 21:30 | 3.0544 | 3.0544
2022-07-03 22:00 | 2.8936 | 2.8936
2022-07-03 22:30 | 2.5721 | 2.5721
2022-07-03 23:00 | 2.465 | 2.465
2022-07-03 23:30 | 2.3042 | 2.3042
2022-07-04 | 2.3042 | 2.3042
2022-07-04 00:30 | 2.0899 | 2.0899
2022-07-04 01:00 | 2.0363 | 2.0363
2022-07-04 01:30 | 2.0899 | 2.0899
2022-07-04 02:00 | 2.0363 | 2.0363
2022-07-04 02:30 | 1.9827 | 1.9827
2022-07-04 03:00 | 2.0899 | 2.0899
2022-07-04 03:30 | 2.0363 | 2.0363
2022-07-04 04:00 | 2.143 | 2.143
2022-07-04 04:30 | 2.3042 | 2.3042
2022-07-04 05:00 | 2.465 | 2.465
2022-07-04 05:30 | 2.5721 | 2.5721
2022-07-04 06:00 | 2.7329 | 2.7329
2022-07-04 06:30 | 3.2152 | 3.2152
2022-07-04 07:00 | 3.2687 | 3.2687
2022-07-04 07:30 | 3.5367 | 3.5367
2022-07-04 08:00 | 3.4831 | 3.4831
2022-07-04 08:30 | 3.2687 | 3.2687
2022-07-04 09:00 | 3.0008 | 3.0008
2022-07-04 09:30 | 2.6257 | 2.6257
2022-07-04 10:00 | 2.3578 | 2.3578
2022-07-04 10:30 | 2.1434 | 2.1434
2022-07-04 11:00 | 1.9827 | 1.9827
2022-07-04 11:30 | 1.7683 | 1.7683
2022-07-04 12:00 | 1.9291 | 1.9291
2022-07-04 12:30 | 1.8219 | 1.8219
2022-07-04 13:00 | 1.7148 | 1.7148
2022-07-04 13:30 | 1.6612 | 1.6612
2022-07-04 14:00 | 1.5004 | 1.5004
2022-07-04 14:30 | 1.6612 | 1.6612
2022-07-04 15:00 | 1.7683 | 1.7683
2022-07-04 15:30 | 1.7148 | 1.7148
2022-07-04 16:00 | 2.0899 | 2.0899
2022-07-04 16:30 | 2.4114 | 2.4114
2022-07-04 17:00 | 2.5721 | 2.5721
2022-07-04 17:30 | 2.9472 | 2.9472
2022-07-04 18:00 | 3.1616 | 3.1616
2022-07-04 18:30 | 3.5903 | 3.5903
2022-07-04 19:00 | 3.9654 | 3.9654
2022-07-04 19:30 | 3.751 | 3.751
2022-07-04 20:00 | 3.6438 | 3.6438
2022-07-04 20:30 | 3.4831 | 3.4831
2022-07-04 21:00 | 3.2687 | 3.2687
2022-07-04 21:30 | 3.3223 | 3.3223
2022-07-04 22:00 | 2.9472 | 2.9472
2022-07-04 22:30 | 2.7329 | 2.7329
2022-07-04 23:00 | 2.6257 | 2.6257
2022-07-04 23:30 | 2.4114 | 2.4114
2022-07-05 | 2.4114 | 2.4114
2022-07-05 00:30 | 2.4114 | 2.4114
2022-07-05 01:00 | 2.2506 | 2.2506
2022-07-05 01:30 | 2.197 | 2.197
2022-07-05 02:00 | 2.1434 | 2.1434
2022-07-05 02:30 | 2.1434 | 2.1434
2022-07-05 03:00 | 2.1434 | 2.1434
2022-07-05 03:30 | 2.2506 | 2.2506
2022-07-05 04:00 | 2.3578 | 2.3578
2022-07-05 04:30 | 2.4114 | 2.4114
2022-07-05 05:00 | 2.5185 | 2.5185
2022-07-05 05:30 | 2.6793 | 2.6793
2022-07-05 06:00 | 2.9472 | 2.9472
2022-07-05 06:30 | 3.108 | 3.108
2022-07-05 07:00 | 3.4831 | 3.4831
2022-07-05 07:30 | 3.5903 | 3.5903
2022-07-05 08:00 | 3.4831 | 3.4831
2022-07-05 08:30 | 3.2687 | 3.2687
2022-07-05 09:00 | 2.9472 | 2.9472
2022-07-05 09:30 | 2.5185 | 2.5185
2022-07-05 10:00 | 2.3578 | 2.3578
2022-07-05 10:30 | 2.4114 | 2.4114
2022-07-05 11:00 | 2.0363 | 2.0363
2022-07-05 11:30 | 1.9827 | 1.9827
2022-07-05 12:00 | 1.7148 | 1.7148
2022-07-05 12:30 | 1.7148 | 1.7148
2022-07-05 13:00 | 1.6612 | 1.6612
2022-07-05 13:30 | 1.5004 | 1.5004
2022-07-05 14:00 | 1.3932 | 1.3932
2022-07-05 14:30 | 1.554 | 1.554
2022-07-05 15:00 | 1.554 | 1.554
2022-07-05 15:30 | 1.7683 | 1.7683
2022-07-05 16:00 | 1.9827 | 1.9827
2022-07-05 16:30 | 2.0899 | 2.0899
2022-07-05 17:00 | 2.4114 | 2.4114
2022-07-05 17:30 | 2.6257 | 2.6257
2022-07-05 18:00 | 2.9472 | 2.9472
2022-07-05 18:30 | 3.2687 | 3.2687
2022-07-05 19:00 | 3.6438 | 3.6438
2022-07-05 19:30 | 3.4831 | 3.4831
2022-07-05 20:00 | 3.3759 | 3.3759
2022-07-05 20:30 | 3.2687 | 3.2687
2022-07-05 21:00 | 3.2256 | 3.2256
2022-07-05 21:30 | 3.108 | 3.108
2022-07-05 22:00 | 2.8401 | 2.8401
2022-07-05 22:30 | 2.6257 | 2.6257
2022-07-05 23:00 | 2.4114 | 2.4114
2022-07-05 23:30 | 2.4114 | 2.4114
2022-07-06 | 2.2323 | 2.2323
2022-07-06 00:30 | 2.197 | 2.197
2022-07-06 01:00 | 2.1241 | 2.1241
2022-07-06 01:30 | 2.0899 | 2.0899
2022-07-06 02:00 | 2.0363 | 2.0363
2022-07-06 02:30 | 2.1434 | 2.1434
2022-07-06 03:00 | 2.0899 | 2.0899
2022-07-06 03:30 | 2.197 | 2.197
2022-07-06 04:00 | 2.197 | 2.197
2022-07-06 04:30 | 2.3042 | 2.3042
2022-07-06 05:00 | 2.2506 | 2.2506
2022-07-06 05:30 | 2.6257 | 2.6257
2022-07-06 06:00 | 3.0008 | 3.0008
2022-07-06 06:30 | 3.2152 | 3.2152
2022-07-06 07:00 | 3.3759 | 3.3759
2022-07-06 07:30 | 3.2687 | 3.2687
2022-07-06 08:00 | 3.3759 | 3.3759
2022-07-06 08:30 | 2.9472 | 2.9472
2022-07-06 09:00 | 2.6257 | 2.6257
2022-07-06 09:30 | 2.3578 | 2.3578
2022-07-06 10:00 | 2.197 | 2.197
2022-07-06 10:30 | 1.8755 | 1.8755
2022-07-06 11:00 | 1.6612 | 1.6612
2022-07-06 11:30 | 1.5004 | 1.5004
2022-07-06 12:00 | 1.4461 | 1.4461
2022-07-06 12:30 | 1.2325 | 1.2325
2022-07-06 13:00 | 1.2861 | 1.2861
2022-07-06 13:30 | 1.2325 | 1.2325
2022-07-06 14:00 | 1.3397 | 1.3397
2022-07-06 14:30 | 1.2325 | 1.2325
2022-07-06 15:00 | 1.3397 | 1.3397
2022-07-06 15:30 | 1.554 | 1.554
2022-07-06 16:00 | 1.8219 | 1.8219
2022-07-06 16:30 | 2.0363 | 2.0363
2022-07-06 17:00 | 2.197 | 2.197
2022-07-06 17:30 | 2.653 | 2.653
2022-07-06 18:00 | 2.8401 | 2.8401
2022-07-06 18:30 | 3.2864 | 3.2864
2022-07-06 19:00 | 3.5062 | 3.5062
2022-07-06 19:30 | 3.4312 | 3.4312
2022-07-06 20:00 | 3.4248 | 3.4248
2022-07-06 20:30 | 3.1616 | 3.1616
2022-07-06 21:00 | 3.0544 | 3.0544
2022-07-06 21:30 | 3.2024 | 3.2024
2022-07-06 22:00 | 2.8936 | 2.8936
2022-07-06 22:30 | 2.6597 | 2.6597
2022-07-06 23:00 | 2.5185 | 2.5185
2022-07-06 23:30 | 2.3672 | 2.3672
2022-07-07 | 2.3042 | 2.3042
2022-07-07 00:30 | 2.2554 | 2.2554
2022-07-07 01:00 | 2.1434 | 2.1434
2022-07-07 01:30 | 2.1437 | 2.1437
2022-07-07 02:00 | 2.0899 | 2.0899
2022-07-07 02:30 | 2.1434 | 2.1434
2022-07-07 03:00 | 2.0363 | 2.0363
2022-07-07 03:30 | 2.1229 | 2.1229
2022-07-07 04:00 | 2.1434 | 2.1434
2022-07-07 04:30 | 2.3359 | 2.3359
2022-07-07 05:00 | 2.4114 | 2.4114
2022-07-07 05:30 | 2.7329 | 2.7329
2022-07-07 06:00 | 3.0177 | 3.0177
2022-07-07 06:30 | 3.1665 | 3.1665
2022-07-07 07:00 | 3.3759 | 3.3759
2022-07-07 07:30 | 3.4831 | 3.4831
2022-07-07 08:00 | 3.4831 | 3.4831
2022-07-07 08:30 | 3.0544 | 3.0544
2022-07-07 09:00 | 2.7651 | 2.7651
2022-07-07 09:30 | 2.3898 | 2.3898
2022-07-07 10:00 | 2.1434 | 2.1434
2022-07-07 10:30 | 1.9291 | 1.9291
2022-07-07 11:00 | 1.554 | 1.554
2022-07-07 11:30 | 1.6612 | 1.6612
2022-07-07 12:00 | 1.3932 | 1.3932
2022-07-07 12:30 | 1.302 | 1.302
2022-07-07 13:00 | 1.3932 | 1.3932
2022-07-07 13:30 | 1.2861 | 1.2861
2022-07-07 14:00 | 1.3397 | 1.3397
2022-07-07 14:30 | 1.5004 | 1.5004
2022-07-07 15:00 | 1.4468 | 1.4468
2022-07-07 15:30 | 1.554 | 1.554
2022-07-07 16:00 | 1.9303 | 1.9303
2022-07-07 16:30 | 2.0363 | 2.0363
2022-07-07 17:00 | 2.197 | 2.197
2022-07-07 17:30 | 2.5185 | 2.5185
2022-07-07 18:00 | 2.6793 | 2.6793
2022-07-07 18:30 | 3.066 | 3.066
2022-07-07 19:00 | 3.3223 | 3.3223
2022-07-07 19:30 | 3.2152 | 3.2152
2022-07-07 20:00 | 3.2152 | 3.2152
2022-07-07 20:30 | 3.0008 | 3.0008
2022-07-07 21:00 | 2.9472 | 2.9472
2022-07-07 21:30 | 2.9472 | 2.9472
2022-07-07 22:00 | 2.6257 | 2.6257
2022-07-07 22:30 | 2.465 | 2.465
2022-07-07 23:00 | 2.4114 | 2.4114
2022-07-07 23:30 | 2.197 | 2.197
2022-07-08 | 2.1434 | 2.1434
2022-07-08 00:30 | 2.0899 | 2.0899
2022-07-08 01:00 | 2.0899 | 2.0899
2022-07-08 01:30 | 1.9291 | 1.9291
2022-07-08 02:00 | 1.9827 | 1.9827
2022-07-08 02:30 | 1.9827 | 1.9827
2022-07-08 03:00 | 1.9827 | 1.9827
2022-07-08 03:30 | 1.9827 | 1.9827
2022-07-08 04:00 | 2.0363 | 2.0363
2022-07-08 04:30 | 2.2506 | 2.2506
2022-07-08 05:00 | 2.2506 | 2.2506
2022-07-08 05:30 | 2.465 | 2.465
2022-07-08 06:00 | 2.6257 | 2.6257
2022-07-08 06:30 | 2.9472 | 2.9472
2022-07-08 07:00 | 3.0544 | 3.0544
2022-07-08 07:30 | 3.2687 | 3.2687
2022-07-08 08:00 | 3.2152 | 3.2152
2022-07-08 08:30 | 2.9472 | 2.9472
2022-07-08 09:00 | 2.7329 | 2.7329
2022-07-08 09:30 | 2.4114 | 2.4114
2022-07-08 10:00 | 2.0899 | 2.0899
2022-07-08 10:30 | 1.9291 | 1.9291
2022-07-08 11:00 | 1.554 | 1.554
2022-07-08 11:30 | 1.5004 | 1.5004
2022-07-08 12:00 | 1.6612 | 1.6612
2022-07-08 12:30 | 1.3397 | 1.3397
2022-07-08 13:00 | 1.3932 | 1.3932
2022-07-08 13:30 | 1.3932 | 1.3932
2022-07-08 14:00 | 1.3397 | 1.3397
2022-07-08 14:30 | 1.3932 | 1.3932
2022-07-08 15:00 | 1.3932 | 1.3932
2022-07-08 15:30 | 1.554 | 1.554
2022-07-08 16:00 | 1.8755 | 1.8755
2022-07-08 16:30 | 1.9827 | 1.9827
2022-07-08 17:00 | 2.2506 | 2.2506
2022-07-08 17:30 | 2.4114 | 2.4114
2022-07-08 18:00 | 2.6793 | 2.6793
2022-07-08 18:30 | 3.0008 | 3.0008
2022-07-08 19:00 | 3.1616 | 3.1616
2022-07-08 19:30 | 3.108 | 3.108
2022-07-08 20:00 | 3.0008 | 3.0008
2022-07-08 20:30 | 2.8401 | 2.8401
2022-07-08 21:00 | 2.7865 | 2.7865
2022-07-08 21:30 | 2.7329 | 2.7329
2022-07-08 22:00 | 2.6793 | 2.6793
2022-07-08 22:30 | 2.5185 | 2.5185
2022-07-08 23:00 | 2.4114 | 2.4114
2022-07-08 23:30 | 2.2506 | 2.2506
2022-07-09 | 2.197 | 2.197
2022-07-09 00:30 | 2.0899 | 2.0899
2022-07-09 01:00 | 1.9827 | 1.9827
2022-07-09 01:30 | 1.9827 | 1.9827
2022-07-09 02:00 | 1.9291 | 1.9291
2022-07-09 02:30 | 1.8755 | 1.8755
2022-07-09 03:00 | 1.9827 | 1.9827
2022-07-09 03:30 | 1.9827 | 1.9827
2022-07-09 04:00 | 1.9291 | 1.9291
2022-07-09 04:30 | 2.0899 | 2.0899
2022-07-09 05:00 | 2.0899 | 2.0899
2022-07-09 05:30 | 2.197 | 2.197
2022-07-09 06:00 | 2.3042 | 2.3042
2022-07-09 06:30 | 2.4114 | 2.4114
2022-07-09 07:00 | 2.6257 | 2.6257
2022-07-09 07:30 | 2.7809 | 2.7809
2022-07-09 08:00 | 2.7329 | 2.7329
2022-07-09 08:30 | 2.5721 | 2.5721
2022-07-09 09:00 | 2.465 | 2.465
2022-07-09 09:30 | 2.4114 | 2.4114
2022-07-09 10:00 | 2.197 | 2.197
2022-07-09 10:30 | 1.8238 | 1.8238
2022-07-09 11:00 | 1.554 | 1.554
2022-07-09 11:30 | 1.554 | 1.554
2022-07-09 12:00 | 1.3932 | 1.3932
2022-07-09 12:30 | 1.3397 | 1.3397
2022-07-09 13:00 | 1.2861 | 1.2861
2022-07-09 13:30 | 1.3397 | 1.3397
2022-07-09 14:00 | 1.2325 | 1.2325
2022-07-09 14:30 | 1.2325 | 1.2325
2022-07-09 15:00 | 1.3397 | 1.3397
2022-07-09 15:30 | 1.4468 | 1.4468
2022-07-09 16:00 | 1.6612 | 1.6612
2022-07-09 16:30 | 1.9291 | 1.9291
2022-07-09 17:00 | 2.0828 | 2.0828
2022-07-09 17:30 | 2.465 | 2.465
2022-07-09 18:00 | 2.6793 | 2.6793
2022-07-09 18:30 | 2.8936 | 2.8936
2022-07-09 19:00 | 3.2687 | 3.2687
2022-07-09 19:30 | 3.1616 | 3.1616
2022-07-09 20:00 | 3.0544 | 3.0544
2022-07-09 20:30 | 3.0544 | 3.0544
2022-07-09 21:00 | 2.8936 | 2.8936
2022-07-09 21:30 | 2.9472 | 2.9472
2022-07-09 22:00 | 2.7329 | 2.7329
2022-07-09 22:30 | 2.465 | 2.465
2022-07-09 23:00 | 2.4114 | 2.4114
2022-07-09 23:30 | 2.2895 | 2.2895
2022-07-10 | 2.197 | 2.197
2022-07-10 00:30 | 2.1434 | 2.1434
2022-07-10 01:00 | 2.197 | 2.197
2022-07-10 01:30 | 2.0363 | 2.0363
2022-07-10 02:00 | 2.0899 | 2.0899
2022-07-10 02:30 | 1.9827 | 1.9827
2022-07-10 03:00 | 1.9827 | 1.9827
2022-07-10 03:30 | 1.9827 | 1.9827
2022-07-10 04:00 | 2.0363 | 2.0363
2022-07-10 04:30 | 2.0899 | 2.0899
2022-07-10 05:00 | 2.2506 | 2.2506
2022-07-10 05:30 | 2.3042 | 2.3042
2022-07-10 06:00 | 2.4114 | 2.4114
2022-07-10 06:30 | 2.5185 | 2.5185
2022-07-10 07:00 | 2.6257 | 2.6257
2022-07-10 07:30 | 2.8401 | 2.8401
2022-07-10 08:00 | 2.8936 | 2.8936
2022-07-10 08:30 | 2.7329 | 2.7329
2022-07-10 09:00 | 2.6257 | 2.6257
2022-07-10 09:30 | 2.4114 | 2.4114
2022-07-10 10:00 | 2.197 | 2.197
2022-07-10 10:30 | 1.8755 | 1.8755
2022-07-10 11:00 | 1.7683 | 1.7683
2022-07-10 11:30 | 1.7148 | 1.7148
2022-07-10 12:00 | 1.554 | 1.554
2022-07-10 12:30 | 1.554 | 1.554
2022-07-10 13:00 | 1.3932 | 1.3932
2022-07-10 13:30 | 1.3932 | 1.3932
2022-07-10 14:00 | 1.3932 | 1.3932
2022-07-10 14:30 | 1.3932 | 1.3932
2022-07-10 15:00 | 1.5004 | 1.5004
2022-07-10 15:30 | 1.7148 | 1.7148
2022-07-10 16:00 | 1.7683 | 1.7683
2022-07-10 16:30 | 1.9827 | 1.9827
2022-07-10 17:00 | 2.3042 | 2.3042
2022-07-10 17:30 | 2.7329 | 2.7329
2022-07-10 18:00 | 3.0008 | 3.0008
2022-07-10 18:30 | 3.3759 | 3.3759
2022-07-10 19:00 | 3.6438 | 3.6438
2022-07-10 19:30 | 3.6974 | 3.6974
2022-07-10 20:00 | 3.4831 | 3.4831
2022-07-10 20:30 | 3.4713 | 3.4713
2022-07-10 21:00 | 3.2687 | 3.2687
2022-07-10 21:30 | 3.1882 | 3.1882
2022-07-10 22:00 | 2.8401 | 2.8401
2022-07-10 22:30 | 2.6793 | 2.6793
2022-07-10 23:00 | 2.5185 | 2.5185
2022-07-10 23:30 | 2.4114 | 2.4114
2022-07-11 | 2.4114 | 2.4114
2022-07-11 00:30 | 2.4114 | 2.4114
2022-07-11 01:00 | 2.197 | 2.197
2022-07-11 01:30 | 2.197 | 2.197
2022-07-11 02:00 | 2.197 | 2.197
2022-07-11 02:30 | 2.197 | 2.197
2022-07-11 03:00 | 2.197 | 2.197
2022-07-11 03:30 | 2.2364 | 2.2364
2022-07-11 04:00 | 2.2506 | 2.2506
2022-07-11 04:30 | 2.3578 | 2.3578
2022-07-11 05:00 | 2.7329 | 2.7329
2022-07-11 05:30 | 2.8936 | 2.8936
2022-07-11 06:00 | 3.108 | 3.108
2022-07-11 06:30 | 3.3759 | 3.3759
2022-07-11 07:00 | 3.6974 | 3.6974
2022-07-11 07:30 | 4.0189 | 4.0189
2022-07-11 08:00 | 3.9118 | 3.9118
2022-07-11 08:30 | 3.3759 | 3.3759
2022-07-11 09:00 | 3.0544 | 3.0544
2022-07-11 09:30 | 2.7329 | 2.7329
2022-07-11 10:00 | 2.3578 | 2.3578
2022-07-11 10:30 | 1.9827 | 1.9827
2022-07-11 11:00 | 1.8219 | 1.8219
2022-07-11 11:30 | 1.6612 | 1.6612
2022-07-11 12:00 | 1.554 | 1.554
2022-07-11 12:30 | 1.5004 | 1.5004
2022-07-11 13:00 | 1.3932 | 1.3932
2022-07-11 13:30 | 1.4468 | 1.4468
2022-07-11 14:00 | 1.3932 | 1.3932
2022-07-11 14:30 | 1.4468 | 1.4468
2022-07-11 15:00 | 1.554 | 1.554
2022-07-11 15:30 | 1.6612 | 1.6612
2022-07-11 16:00 | 1.8755 | 1.8755
2022-07-11 16:30 | 2.1434 | 2.1434
2022-07-11 17:00 | 2.4114 | 2.4114
2022-07-11 17:30 | 2.8401 | 2.8401
2022-07-11 18:00 | 2.8936 | 2.8936
2022-07-11 18:30 | 3.3759 | 3.3759
2022-07-11 19:00 | 4.0725 | 4.0725
2022-07-11 19:30 | 3.9654 | 3.9654
2022-07-11 20:00 | 3.8046 | 3.8046
2022-07-11 20:30 | 3.5192 | 3.5192
2022-07-11 21:00 | 3.3831 | 3.3831
2022-07-11 21:30 | 3.4295 | 3.4295
2022-07-11 22:00 | 3.2168 | 3.2168
2022-07-11 22:30 | 2.9929 | 2.9929
2022-07-11 23:00 | 2.6255 | 2.6255
2022-07-11 23:30 | 2.5721 | 2.5721
2022-07-12 | 2.4714 | 2.4714
2022-07-12 00:30 | 2.3871 | 2.3871
2022-07-12 01:00 | 2.3042 | 2.3042
2022-07-12 01:30 | 2.2744 | 2.2744
2022-07-12 02:00 | 2.2612 | 2.2612
2022-07-12 02:30 | 2.2556 | 2.2556
2022-07-12 03:00 | 2.2564 | 2.2564
2022-07-12 03:30 | 2.3455 | 2.3455
2022-07-12 04:00 | 2.4249 | 2.4249
2022-07-12 04:30 | 2.5497 | 2.5497
2022-07-12 05:00 | 2.6482 | 2.6482
2022-07-12 05:30 | 2.9832 | 2.9832
2022-07-12 06:00 | 3.4521 | 3.4521
2022-07-12 06:30 | 3.7237 | 3.7237
2022-07-12 07:00 | 4.0979 | 4.0979
2022-07-12 07:30 | 4.302 | 4.302
2022-07-12 08:00 | 4.2313 | 4.2313
2022-07-12 08:30 | 3.7034 | 3.7034
2022-07-12 09:00 | 3.2598 | 3.2598
2022-07-12 09:30 | 2.9166 | 2.9166
2022-07-12 10:00 | 2.4207 | 2.4207
2022-07-12 10:30 | 2.1434 | 2.1434
2022-07-12 11:00 | 1.9311 | 1.9311
2022-07-12 11:30 | 1.8755 | 1.8755
2022-07-12 12:00 | 1.563 | 1.563
2022-07-12 12:30 | 1.6652 | 1.6652
2022-07-12 13:00 | 1.5494 | 1.5494
2022-07-12 13:30 | 1.4941 | 1.4941
2022-07-12 14:00 | 1.5623 | 1.5623
2022-07-12 14:30 | 1.4639 | 1.4639
2022-07-12 15:00 | 1.5004 | 1.5004
2022-07-12 15:30 | 1.7548 | 1.7548
2022-07-12 16:00 | 1.8575 | 1.8575
2022-07-12 16:30 | 2.1434 | 2.1434
2022-07-12 17:00 | 2.3928 | 2.3928
2022-07-12 17:30 | 2.7209 | 2.7209
2022-07-12 18:00 | 3.2152 | 3.2152
2022-07-12 18:30 | 3.6061 | 3.6061
2022-07-12 19:00 | 4.0725 | 4.0725
2022-07-12 19:30 | 4.0465 | 4.0465
2022-07-12 20:00 | 3.8207 | 3.8207
2022-07-12 20:30 | 3.9652 | 3.9652
2022-07-12 21:00 | 3.5422 | 3.5422
2022-07-12 21:30 | 3.5495 | 3.5495
2022-07-12 22:00 | 3.2152 | 3.2152
2022-07-12 22:30 | 3.0008 | 3.0008
2022-07-12 23:00 | 2.7658 | 2.7658
2022-07-12 23:30 | 2.5721 | 2.5721
2022-07-13 | 2.465 | 2.465
2022-07-13 00:30 | 2.4114 | 2.4114
2022-07-13 01:00 | 2.3578 | 2.3578
2022-07-13 01:30 | 2.3042 | 2.3042
2022-07-13 02:00 | 2.3042 | 2.3042
2022-07-13 02:30 | 2.3042 | 2.3042
2022-07-13 03:00 | 2.2506 | 2.2506
2022-07-13 03:30 | 2.3578 | 2.3578
2022-07-13 04:00 | 2.465 | 2.465
2022-07-13 04:30 | 2.5185 | 2.5185
2022-07-13 05:00 | 2.6793 | 2.6793
2022-07-13 05:30 | 3.0694 | 3.0694
2022-07-13 06:00 | 3.3759 | 3.3759
2022-07-13 06:30 | 3.6974 | 3.6974
2022-07-13 07:00 | 4.1261 | 4.1261
2022-07-13 07:30 | 4.2304 | 4.2304
2022-07-13 08:00 | 4.0725 | 4.0725
2022-07-13 08:30 | 3.4831 | 3.4831
2022-07-13 09:00 | 2.8401 | 2.8401
2022-07-13 09:30 | 2.5721 | 2.5721
2022-07-13 10:00 | 2.197 | 2.197
2022-07-13 10:30 | 1.9291 | 1.9291
2022-07-13 11:00 | 1.8219 | 1.8219
2022-07-13 11:30 | 1.6612 | 1.6612
2022-07-13 12:00 | 1.4468 | 1.4468
2022-07-13 12:30 | 1.3932 | 1.3932
2022-07-13 13:00 | 1.3397 | 1.3397
2022-07-13 13:30 | 1.3397 | 1.3397
2022-07-13 14:00 | 1.1789 | 1.1789
2022-07-13 14:30 | 1.3397 | 1.3397
2022-07-13 15:00 | 1.4468 | 1.4468
2022-07-13 15:30 | 1.554 | 1.554
2022-07-13 16:00 | 1.7683 | 1.7683
2022-07-13 16:30 | 2.0363 | 2.0363
2022-07-13 17:00 | 2.4114 | 2.4114
2022-07-13 17:30 | 2.7329 | 2.7329
2022-07-13 18:00 | 3.1616 | 3.1616
2022-07-13 18:30 | 3.4831 | 3.4831
2022-07-13 19:00 | 3.9118 | 3.9118
2022-07-13 19:30 | 3.6974 | 3.6974
2022-07-13 20:00 | 3.6974 | 3.6974
2022-07-13 20:30 | 3.4831 | 3.4831
2022-07-13 21:00 | 3.5367 | 3.5367
2022-07-13 21:30 | 3.5335 | 3.5335
2022-07-13 22:00 | 3.1616 | 3.1616
2022-07-13 22:30 | 3.0127 | 3.0127
2022-07-13 23:00 | 2.8936 | 2.8936
2022-07-13 23:30 | 2.7309 | 2.7309
2022-07-14 | 2.6064 | 2.6064
2022-07-14 00:30 | 2.5721 | 2.5721
2022-07-14 01:00 | 2.5145 | 2.5145
2022-07-14 01:30 | 2.3189 | 2.3189
2022-07-14 02:00 | 2.4257 | 2.4257
2022-07-14 02:30 | 2.3202 | 2.3202
2022-07-14 03:00 | 2.3042 | 2.3042
2022-07-14 03:30 | 2.3458 | 2.3458
2022-07-14 04:00 | 2.4736 | 2.4736
2022-07-14 04:30 | 2.5302 | 2.5302
2022-07-14 05:00 | 2.7939 | 2.7939
2022-07-14 05:30 | 3.0853 | 3.0853
2022-07-14 06:00 | 3.2566 | 3.2566
2022-07-14 06:30 | 3.4984 | 3.4984
2022-07-14 07:00 | 3.9045 | 3.9045
2022-07-14 07:30 | 4.1019 | 4.1019
2022-07-14 08:00 | 3.9142 | 3.9142
2022-07-14 08:30 | 3.4283 | 3.4283
2022-07-14 09:00 | 2.8554 | 2.8554
2022-07-14 09:30 | 2.6718 | 2.6718
2022-07-14 10:00 | 2.2117 | 2.2117
2022-07-14 10:30 | 2.1124 | 2.1124
2022-07-14 11:00 | 1.9231 | 1.9231
2022-07-14 11:30 | 1.6612 | 1.6612
2022-07-14 12:00 | 1.5665 | 1.5665
2022-07-14 12:30 | 1.6295 | 1.6295
2022-07-14 13:00 | 1.4925 | 1.4925
2022-07-14 13:30 | 1.4285 | 1.4285
2022-07-14 14:00 | 1.4468 | 1.4468
2022-07-14 14:30 | 1.3932 | 1.3932
2022-07-14 15:00 | 1.605 | 1.605
2022-07-14 15:30 | 1.7993 | 1.7993
2022-07-14 16:00 | 1.9815 | 1.9815
2022-07-14 16:30 | 2.0363 | 2.0363
2022-07-14 17:00 | 2.4062 | 2.4062
2022-07-14 17:30 | 2.8401 | 2.8401
2022-07-14 18:00 | 3.0898 | 3.0898
2022-07-14 18:30 | 3.6837 | 3.6837
2022-07-14 19:00 | 3.9118 | 3.9118
2022-07-14 19:30 | 4.0189 | 4.0189
2022-07-14 20:00 | 3.8046 | 3.8046
2022-07-14 20:30 | 3.5903 | 3.5903
2022-07-14 21:00 | 3.5367 | 3.5367
2022-07-14 21:30 | 3.5367 | 3.5367
2022-07-14 22:00 | 3.1616 | 3.1616
2022-07-14 22:30 | 2.9586 | 2.9586
2022-07-14 23:00 | 2.7594 | 2.7594
2022-07-14 23:30 | 2.6469 | 2.6469
2022-07-15 | 2.5721 | 2.5721
2022-07-15 00:30 | 2.5185 | 2.5185
2022-07-15 01:00 | 2.465 | 2.465
2022-07-15 01:30 | 2.399 | 2.399
2022-07-15 02:00 | 2.4114 | 2.4114
2022-07-15 02:30 | 2.3578 | 2.3578
2022-07-15 03:00 | 2.4114 | 2.4114
2022-07-15 03:30 | 2.465 | 2.465
2022-07-15 04:00 | 2.4114 | 2.4114
2022-07-15 04:30 | 2.5185 | 2.5185
2022-07-15 05:00 | 2.8401 | 2.8401
2022-07-15 05:30 | 3.0544 | 3.0544
2022-07-15 06:00 | 3.2152 | 3.2152
2022-07-15 06:30 | 3.5903 | 3.5903
2022-07-15 07:00 | 3.8046 | 3.8046
2022-07-15 07:30 | 4.0189 | 4.0189
2022-07-15 08:00 | 4.0725 | 4.0725
2022-07-15 08:30 | 3.4831 | 3.4831
2022-07-15 09:00 | 3.3223 | 3.3223
2022-07-15 09:30 | 2.7329 | 2.7329
2022-07-15 10:00 | 2.4114 | 2.4114
2022-07-15 10:30 | 2.197 | 2.197
2022-07-15 11:00 | 1.8755 | 1.8755
2022-07-15 11:30 | 1.8755 | 1.8755
2022-07-15 12:00 | 1.6612 | 1.6612
2022-07-15 12:30 | 1.554 | 1.554
2022-07-15 13:00 | 1.554 | 1.554
2022-07-15 13:30 | 1.3932 | 1.3932
2022-07-15 14:00 | 1.4468 | 1.4468
2022-07-15 14:30 | 1.4468 | 1.4468
2022-07-15 15:00 | 1.4468 | 1.4468
2022-07-15 15:30 | 1.7148 | 1.7148
2022-07-15 16:00 | 1.8219 | 1.8219
2022-07-15 16:30 | 2.1434 | 2.1434
2022-07-15 17:00 | 2.4114 | 2.4114
2022-07-15 17:30 | 2.3578 | 2.3578
2022-07-15 18:00 | 3.0008 | 3.0008
2022-07-15 18:30 | 3.2687 | 3.2687
2022-07-15 19:00 | 3.6974 | 3.6974
2022-07-15 19:30 | 3.751 | 3.751
2022-07-15 20:00 | 3.5903 | 3.5903
2022-07-15 20:30 | 3.5903 | 3.5903
2022-07-15 21:00 | 3.4831 | 3.4831
2022-07-15 21:30 | 3.3759 | 3.3759
2022-07-15 22:00 | 3.2152 | 3.2152
2022-07-15 22:30 | 3.0544 | 3.0544
2022-07-15 23:00 | 2.8936 | 2.8936
2022-07-15 23:30 | 2.7329 | 2.7329
2022-07-16 | 2.6793 | 2.6793
2022-07-16 00:30 | 2.5721 | 2.5721
2022-07-16 01:00 | 2.5185 | 2.5185
2022-07-16 01:30 | 2.4114 | 2.4114
2022-07-16 02:00 | 2.3578 | 2.3578
2022-07-16 02:30 | 2.4114 | 2.4114
2022-07-16 03:00 | 2.3042 | 2.3042
2022-07-16 03:30 | 2.3042 | 2.3042
2022-07-16 04:00 | 2.4114 | 2.4114
2022-07-16 04:30 | 2.3578 | 2.3578
2022-07-16 05:00 | 2.5185 | 2.5185
2022-07-16 05:30 | 2.6257 | 2.6257
2022-07-16 06:00 | 2.8936 | 2.8936
2022-07-16 06:30 | 2.9472 | 2.9472
2022-07-16 07:00 | 3.0544 | 3.0544
2022-07-16 07:30 | 3.3759 | 3.3759
2022-07-16 08:00 | 3.2687 | 3.2687
2022-07-16 08:30 | 3.1616 | 3.1616
2022-07-16 09:00 | 2.9472 | 2.9472
2022-07-16 09:30 | 2.5721 | 2.5721
2022-07-16 10:00 | 2.1434 | 2.1434
2022-07-16 10:30 | 1.8755 | 1.8755
2022-07-16 11:00 | 1.6612 | 1.6612
2022-07-16 11:30 | 1.6076 | 1.6076
2022-07-16 12:00 | 1.3397 | 1.3397
2022-07-16 12:30 | 1.3397 | 1.3397
2022-07-16 13:00 | 1.3397 | 1.3397
2022-07-16 13:30 | 1.3397 | 1.3397
2022-07-16 14:00 | 1.3932 | 1.3932
2022-07-16 14:30 | 1.3397 | 1.3397
2022-07-16 15:00 | 1.5004 | 1.5004
2022-07-16 15:30 | 1.554 | 1.554
2022-07-16 16:00 | 1.8219 | 1.8219
2022-07-16 16:30 | 1.9291 | 1.9291
2022-07-16 17:00 | 2.197 | 2.197
2022-07-16 17:30 | 2.5185 | 2.5185
2022-07-16 18:00 | 2.6257 | 2.6257
2022-07-16 18:30 | 3.0008 | 3.0008
2022-07-16 19:00 | 3.1616 | 3.1616
2022-07-16 19:30 | 3.0544 | 3.0544
2022-07-16 20:00 | 2.9472 | 2.9472
2022-07-16 20:30 | 2.9472 | 2.9472
2022-07-16 21:00 | 2.7865 | 2.7865
2022-07-16 21:30 | 2.7865 | 2.7865
2022-07-16 22:00 | 2.6257 | 2.6257
2022-07-16 22:30 | 2.5185 | 2.5185
2022-07-16 23:00 | 2.4114 | 2.4114
2022-07-16 23:30 | 2.4114 | 2.4114
2022-07-17 | 2.4114 | 2.4114
2022-07-17 00:30 | 2.3042 | 2.3042
2022-07-17 01:00 | 2.197 | 2.197
2022-07-17 01:30 | 2.1434 | 2.1434
2022-07-17 02:00 | 2.0363 | 2.0363
2022-07-17 02:30 | 1.9827 | 1.9827
2022-07-17 03:00 | 1.9827 | 1.9827
2022-07-17 03:30 | 2.0899 | 2.0899
2022-07-17 04:00 | 2.0363 | 2.0363
2022-07-17 04:30 | 2.0363 | 2.0363
2022-07-17 05:00 | 2.1434 | 2.1434
2022-07-17 05:30 | 2.197 | 2.197
2022-07-17 06:00 | 2.3042 | 2.3042
2022-07-17 06:30 | 2.5185 | 2.5185
2022-07-17 07:00 | 2.5606 | 2.5606
2022-07-17 07:30 | 2.8401 | 2.8401
2022-07-17 08:00 | 2.9472 | 2.9472
2022-07-17 08:30 | 2.8401 | 2.8401
2022-07-17 09:00 | 2.5185 | 2.5185
2022-07-17 09:30 | 2.3578 | 2.3578
2022-07-17 10:00 | 1.9291 | 1.9291
2022-07-17 10:30 | 1.6612 | 1.6612
2022-07-17 11:00 | 1.6076 | 1.6076
2022-07-17 11:30 | 1.4468 | 1.4468
2022-07-17 12:00 | 1.6076 | 1.6076
2022-07-17 12:30 | 1.4468 | 1.4468
2022-07-17 13:00 | 1.4468 | 1.4468
2022-07-17 13:30 | 1.4468 | 1.4468
2022-07-17 14:00 | 1.4468 | 1.4468
2022-07-17 14:30 | 1.5004 | 1.5004
2022-07-17 15:00 | 1.5004 | 1.5004
2022-07-17 15:30 | 1.7683 | 1.7683
2022-07-17 16:00 | 1.9827 | 1.9827
2022-07-17 16:30 | 2.1434 | 2.1434
2022-07-17 17:00 | 2.4114 | 2.4114
2022-07-17 17:30 | 2.5185 | 2.5185
2022-07-17 18:00 | 2.8401 | 2.8401
2022-07-17 18:30 | 3.1616 | 3.1616
2022-07-17 19:00 | 3.3759 | 3.3759
2022-07-17 19:30 | 3.2152 | 3.2152
2022-07-17 20:00 | 2.9908 | 2.9908
2022-07-17 20:30 | 2.8936 | 2.8936
2022-07-17 21:00 | 2.7329 | 2.7329
2022-07-17 21:30 | 2.7329 | 2.7329
2022-07-17 22:00 | 2.5721 | 2.5721
2022-07-17 22:30 | 2.3042 | 2.3042
2022-07-17 23:00 | 2.0899 | 2.0899
2022-07-17 23:30 | 2.0899 | 2.0899
2022-07-18 | 1.9827 | 1.9827
2022-07-18 00:30 | 1.9827 | 1.9827
2022-07-18 01:00 | 1.8755 | 1.8755
2022-07-18 01:30 | 1.7683 | 1.7683
2022-07-18 02:00 | 1.7683 | 1.7683
2022-07-18 02:30 | 1.7683 | 1.7683
2022-07-18 03:00 | 1.8755 | 1.8755
2022-07-18 03:30 | 1.7683 | 1.7683
2022-07-18 04:00 | 1.8219 | 1.8219
2022-07-18 04:30 | 1.9827 | 1.9827
2022-07-18 05:00 | 2.0899 | 2.0899
2022-07-18 05:30 | 2.3042 | 2.3042
2022-07-18 06:00 | 2.5185 | 2.5185
2022-07-18 06:30 | 2.8401 | 2.8401
2022-07-18 07:00 | 2.9472 | 2.9472
2022-07-18 07:30 | 3.2687 | 3.2687
2022-07-18 08:00 | 3.1616 | 3.1616
2022-07-18 08:30 | 2.9472 | 2.9472
2022-07-18 09:00 | 2.5185 | 2.5185
2022-07-18 09:30 | 2.1434 | 2.1434
2022-07-18 10:00 | 1.9291 | 1.9291
2022-07-18 10:30 | 1.554 | 1.554
2022-07-18 11:00 | 1.554 | 1.554
2022-07-18 11:30 | 1.554 | 1.554
2022-07-18 12:00 | 1.5004 | 1.5004
2022-07-18 12:30 | 1.5004 | 1.5004
2022-07-18 13:00 | 1.3397 | 1.3397
2022-07-18 13:30 | 1.4468 | 1.4468
2022-07-18 14:00 | 1.6076 | 1.6076
2022-07-18 14:30 | 1.554 | 1.554
2022-07-18 15:00 | 1.7683 | 1.7683
2022-07-18 15:30 | 1.8755 | 1.8755
2022-07-18 16:00 | 1.9291 | 1.9291
2022-07-18 16:30 | 2.197 | 2.197
2022-07-18 17:00 | 2.4114 | 2.4114
2022-07-18 17:30 | 2.6257 | 2.6257
2022-07-18 18:00 | 2.7329 | 2.7329
2022-07-18 18:30 | 3.0544 | 3.0544
2022-07-18 19:00 | 3.4295 | 3.4295
2022-07-18 19:30 | 3.1616 | 3.1616
2022-07-18 20:00 | 3.108 | 3.108
2022-07-18 20:30 | 2.8401 | 2.8401
2022-07-18 21:00 | 2.7329 | 2.7329
2022-07-18 21:30 | 2.6257 | 2.6257
2022-07-18 22:00 | 2.3042 | 2.3042
2022-07-18 22:30 | 2.197 | 2.197
2022-07-18 23:00 | 2.1434 | 2.1434
2022-07-18 23:30 | 1.9827 | 1.9827
2022-07-19 | 1.9827 | 1.9827
2022-07-19 00:30 | 1.9827 | 1.9827
2022-07-19 01:00 | 1.8755 | 1.8755
2022-07-19 01:30 | 1.7683 | 1.7683
2022-07-19 02:00 | 1.8755 | 1.8755
2022-07-19 02:30 | 1.7148 | 1.7148
2022-07-19 03:00 | 1.7683 | 1.7683
2022-07-19 03:30 | 1.7683 | 1.7683
2022-07-19 04:00 | 1.8755 | 1.8755
2022-07-19 04:30 | 1.9827 | 1.9827
2022-07-19 05:00 | 2.0363 | 2.0363
2022-07-19 05:30 | 2.3042 | 2.3042
2022-07-19 06:00 | 2.465 | 2.465
2022-07-19 06:30 | 2.7865 | 2.7865
2022-07-19 07:00 | 3.1344 | 3.1344
2022-07-19 07:30 | 3.2687 | 3.2687
2022-07-19 08:00 | 3.0544 | 3.0544
2022-07-19 08:30 | 2.7865 | 2.7865
2022-07-19 09:00 | 2.4114 | 2.4114
2022-07-19 09:30 | 2.0899 | 2.0899
2022-07-19 10:00 | 1.7683 | 1.7683
2022-07-19 10:30 | 1.6076 | 1.6076
2022-07-19 11:00 | 1.4468 | 1.4468
2022-07-19 11:30 | 1.554 | 1.554
2022-07-19 12:00 | 1.4468 | 1.4468
2022-07-19 12:30 | 1.3397 | 1.3397
2022-07-19 13:00 | 1.3932 | 1.3932
2022-07-19 13:30 | 1.4468 | 1.4468
2022-07-19 14:00 | 1.4468 | 1.4468
2022-07-19 14:30 | 1.6076 | 1.6076
2022-07-19 15:00 | 1.6612 | 1.6612
2022-07-19 15:30 | 1.8755 | 1.8755
2022-07-19 16:00 | 1.9827 | 1.9827
2022-07-19 16:30 | 2.0899 | 2.0899
2022-07-19 17:00 | 2.3042 | 2.3042
2022-07-19 17:30 | 2.5185 | 2.5185
2022-07-19 18:00 | 2.6793 | 2.6793
2022-07-19 18:30 | 3.0544 | 3.0544
2022-07-19 19:00 | 3.3223 | 3.3223
2022-07-19 19:30 | 3.3223 | 3.3223
2022-07-19 20:00 | 2.8936 | 2.8936
2022-07-19 20:30 | 2.8401 | 2.8401
2022-07-19 21:00 | 2.8401 | 2.8401
2022-07-19 21:30 | 2.6257 | 2.6257
2022-07-19 22:00 | 2.465 | 2.465
2022-07-19 22:30 | 2.2473 | 2.2473
2022-07-19 23:00 | 2.0427 | 2.0427
2022-07-19 23:30 | 1.9819 | 1.9819
2022-07-20 | 1.9479 | 1.9479
2022-07-20 00:30 | 1.8755 | 1.8755
2022-07-20 01:00 | 1.8219 | 1.8219
2022-07-20 01:30 | 1.8755 | 1.8755
2022-07-20 02:00 | 1.7148 | 1.7148
2022-07-20 02:30 | 1.7148 | 1.7148
2022-07-20 03:00 | 1.8219 | 1.8219
2022-07-20 03:30 | 1.7148 | 1.7148
2022-07-20 04:00 | 1.7683 | 1.7683
2022-07-20 04:30 | 2.0899 | 2.0899
2022-07-20 05:00 | 2.1434 | 2.1434
2022-07-20 05:30 | 2.3042 | 2.3042
2022-07-20 06:00 | 2.465 | 2.465
2022-07-20 06:30 | 2.7836 | 2.7836
2022-07-20 07:00 | 3.108 | 3.108
2022-07-20 07:30 | 3.1616 | 3.1616
2022-07-20 08:00 | 3.0544 | 3.0544
2022-07-20 08:30 | 2.5185 | 2.5185
2022-07-20 09:00 | 2.4114 | 2.4114
2022-07-20 09:30 | 1.9291 | 1.9291
2022-07-20 10:00 | 1.7148 | 1.7148
2022-07-20 10:30 | 1.6612 | 1.6612
2022-07-20 11:00 | 1.5004 | 1.5004
2022-07-20 11:30 | 1.3932 | 1.3932
2022-07-20 12:00 | 1.3932 | 1.3932
2022-07-20 12:30 | 1.3932 | 1.3932
2022-07-20 13:00 | 1.3932 | 1.3932
2022-07-20 13:30 | 1.3932 | 1.3932
2022-07-20 14:00 | 1.4468 | 1.4468
2022-07-20 14:30 | 1.7148 | 1.7148
2022-07-20 15:00 | 1.6076 | 1.6076
2022-07-20 15:30 | 1.8755 | 1.8755
2022-07-20 16:00 | 2.0899 | 2.0899
2022-07-20 16:30 | 2.2506 | 2.2506
2022-07-20 17:00 | 2.465 | 2.465
2022-07-20 17:30 | 2.5185 | 2.5185
2022-07-20 18:00 | 2.6613 | 2.6613
2022-07-20 18:30 | 3.0742 | 3.0742
2022-07-20 19:00 | 3.2687 | 3.2687
2022-07-20 19:30 | 3.1616 | 3.1616
2022-07-20 20:00 | 3.0544 | 3.0544
2022-07-20 20:30 | 2.8401 | 2.8401
2022-07-20 21:00 | 2.6659 | 2.6659
2022-07-20 21:30 | 2.6866 | 2.6866
2022-07-20 22:00 | 2.4114 | 2.4114
2022-07-20 22:30 | 2.197 | 2.197
2022-07-20 23:00 | 2.0899 | 2.0899
2022-07-20 23:30 | 1.9827 | 1.9827
2022-07-21 | 1.9827 | 1.9827
2022-07-21 00:30 | 1.8975 | 1.8975
2022-07-21 01:00 | 1.7683 | 1.7683
2022-07-21 01:30 | 1.8755 | 1.8755
2022-07-21 02:00 | 1.7683 | 1.7683
2022-07-21 02:30 | 1.7683 | 1.7683
2022-07-21 03:00 | 1.7683 | 1.7683
2022-07-21 03:30 | 1.8755 | 1.8755
2022-07-21 04:00 | 1.8755 | 1.8755
2022-07-21 04:30 | 1.9827 | 1.9827
2022-07-21 05:00 | 2.197 | 2.197
2022-07-21 05:30 | 2.3042 | 2.3042
2022-07-21 06:00 | 2.5185 | 2.5185
2022-07-21 06:30 | 3.0967 | 3.0967
2022-07-21 07:00 | 3.2152 | 3.2152
2022-07-21 07:30 | 3.4295 | 3.4295
2022-07-21 08:00 | 3.2152 | 3.2152
2022-07-21 08:30 | 2.8401 | 2.8401
2022-07-21 09:00 | 2.6793 | 2.6793
2022-07-21 09:30 | 2.2506 | 2.2506
2022-07-21 10:00 | 1.8755 | 1.8755
2022-07-21 10:30 | 1.7683 | 1.7683
2022-07-21 11:00 | 1.554 | 1.554
2022-07-21 11:30 | 1.3932 | 1.3932
2022-07-21 12:00 | 1.3932 | 1.3932
2022-07-21 12:30 | 1.4468 | 1.4468
2022-07-21 13:00 | 1.2861 | 1.2861
2022-07-21 13:30 | 1.2861 | 1.2861
2022-07-21 14:00 | 1.3397 | 1.3397
2022-07-21 14:30 | 1.3932 | 1.3932
2022-07-21 15:00 | 1.2861 | 1.2861
2022-07-21 15:30 | 1.6612 | 1.6612
2022-07-21 16:00 | 1.7683 | 1.7683
2022-07-21 16:30 | 1.8936 | 1.8936
2022-07-21 17:00 | 2.2239 | 2.2239
2022-07-21 17:30 | 2.3578 | 2.3578
2022-07-21 18:00 | 2.8936 | 2.8936
2022-07-21 18:30 | 3.1616 | 3.1616
2022-07-21 19:00 | 3.3856 | 3.3856
2022-07-21 19:30 | 3.4831 | 3.4831
2022-07-21 20:00 | 3.2687 | 3.2687
2022-07-21 20:30 | 3.108 | 3.108
2022-07-21 21:00 | 3.0008 | 3.0008
2022-07-21 21:30 | 3.0544 | 3.0544
2022-07-21 22:00 | 2.7865 | 2.7865
2022-07-21 22:30 | 2.6257 | 2.6257
2022-07-21 23:00 | 2.5185 | 2.5185
2022-07-21 23:30 | 2.197 | 2.197
2022-07-22 | 2.3578 | 2.3578
2022-07-22 00:30 | 2.2506 | 2.2506
2022-07-22 01:00 | 2.1434 | 2.1434
2022-07-22 01:30 | 2.0899 | 2.0899
2022-07-22 02:00 | 2.0899 | 2.0899
2022-07-22 02:30 | 1.9827 | 1.9827
2022-07-22 03:00 | 1.9827 | 1.9827
2022-07-22 03:30 | 2.197 | 2.197
2022-07-22 04:00 | 2.0899 | 2.0899
2022-07-22 04:30 | 2.4114 | 2.4114
2022-07-22 05:00 | 2.465 | 2.465
2022-07-22 05:30 | 2.7329 | 2.7329
2022-07-22 06:00 | 2.8936 | 2.8936
2022-07-22 06:30 | 3.1616 | 3.1616
2022-07-22 07:00 | 3.5903 | 3.5903
2022-07-22 07:30 | 3.8046 | 3.8046
2022-07-22 08:00 | 3.5367 | 3.5367
2022-07-22 08:30 | 3.1355 | 3.1355
2022-07-22 09:00 | 2.7865 | 2.7865
2022-07-22 09:30 | 2.5185 | 2.5185
2022-07-22 10:00 | 2.0363 | 2.0363
2022-07-22 10:30 | 1.8755 | 1.8755
2022-07-22 11:00 | 1.554 | 1.554
2022-07-22 11:30 | 1.4468 | 1.4468
2022-07-22 12:00 | 1.3932 | 1.3932
2022-07-22 12:30 | 1.3397 | 1.3397
2022-07-22 13:00 | 1.2325 | 1.2325
2022-07-22 13:30 | 1.2861 | 1.2861
2022-07-22 14:00 | 1.2861 | 1.2861
2022-07-22 14:30 | 1.2861 | 1.2861
2022-07-22 15:00 | 1.3932 | 1.3932
2022-07-22 15:30 | 1.554 | 1.554
2022-07-22 16:00 | 1.7683 | 1.7683
2022-07-22 16:30 | 1.9291 | 1.9291
2022-07-22 17:00 | 2.2506 | 2.2506
2022-07-22 17:30 | 2.3578 | 2.3578
2022-07-22 18:00 | 2.5721 | 2.5721
2022-07-22 18:30 | 3.0544 | 3.0544
2022-07-22 19:00 | 3.2687 | 3.2687
2022-07-22 19:30 | 3.3759 | 3.3759
2022-07-22 20:00 | 3.0544 | 3.0544
2022-07-22 20:30 | 2.8936 | 2.8936
2022-07-22 21:00 | 2.8401 | 2.8401
2022-07-22 21:30 | 2.8401 | 2.8401
2022-07-22 22:00 | 2.7329 | 2.7329
2022-07-22 22:30 | 2.5588 | 2.5588
2022-07-22 23:00 | 2.3617 | 2.3617
2022-07-22 23:30 | 2.3578 | 2.3578
2022-07-23 | 2.1434 | 2.1434
2022-07-23 00:30 | 2.1785 | 2.1785
2022-07-23 01:00 | 2.0746 | 2.0746
2022-07-23 01:30 | 2.0363 | 2.0363
2022-07-23 02:00 | 2.0354 | 2.0354
2022-07-23 02:30 | 1.9827 | 1.9827
2022-07-23 03:00 | 2.0787 | 2.0787
2022-07-23 03:30 | 2.0758 | 2.0758
2022-07-23 04:00 | 2.0491 | 2.0491
2022-07-23 04:30 | 2.201 | 2.201
2022-07-23 05:00 | 2.2905 | 2.2905
2022-07-23 05:30 | 2.3488 | 2.3488
2022-07-23 06:00 | 2.4882 | 2.4882
2022-07-23 06:30 | 2.7865 | 2.7865
2022-07-23 07:00 | 2.7374 | 2.7374
2022-07-23 07:30 | 2.9981 | 2.9981
2022-07-23 08:00 | 3.0544 | 3.0544
2022-07-23 08:30 | 2.7637 | 2.7637
2022-07-23 09:00 | 2.465 | 2.465
2022-07-23 09:30 | 2.2506 | 2.2506
2022-07-23 10:00 | 1.8755 | 1.8755
2022-07-23 10:30 | 1.7679 | 1.7679
2022-07-23 11:00 | 1.5004 | 1.5004
2022-07-23 11:30 | 1.4411 | 1.4411
2022-07-23 12:00 | 1.3107 | 1.3107
2022-07-23 12:30 | 1.3476 | 1.3476
2022-07-23 13:00 | 1.3497 | 1.3497
2022-07-23 13:30 | 1.2755 | 1.2755
2022-07-23 14:00 | 1.2861 | 1.2861
2022-07-23 14:30 | 1.2918 | 1.2918
2022-07-23 15:00 | 1.3932 | 1.3932
2022-07-23 15:30 | 1.6313 | 1.6313
2022-07-23 16:00 | 1.7148 | 1.7148
2022-07-23 16:30 | 2.0789 | 2.0789
2022-07-23 17:00 | 2.1303 | 2.1303
2022-07-23 17:30 | 2.4005 | 2.4005
2022-07-23 18:00 | 2.5721 | 2.5721
2022-07-23 18:30 | 2.7247 | 2.7247
2022-07-23 19:00 | 3.0544 | 3.0544
2022-07-23 19:30 | 2.8909 | 2.8909
2022-07-23 20:00 | 2.7767 | 2.7767
2022-07-23 20:30 | 2.587 | 2.587
2022-07-23 21:00 | 2.5185 | 2.5185
2022-07-23 21:30 | 2.5863 | 2.5863
2022-07-23 22:00 | 2.3937 | 2.3937
2022-07-23 22:30 | 2.256 | 2.256
2022-07-23 23:00 | 2.1434 | 2.1434
2022-07-23 23:30 | 2.0363 | 2.0363
2022-07-24 | 2.0363 | 2.0363
2022-07-24 00:30 | 1.9827 | 1.9827
2022-07-24 01:00 | 1.9827 | 1.9827
2022-07-24 01:30 | 1.8755 | 1.8755
2022-07-24 02:00 | 1.7683 | 1.7683
2022-07-24 02:30 | 1.8755 | 1.8755
2022-07-24 03:00 | 1.8219 | 1.8219
2022-07-24 03:30 | 1.8755 | 1.8755
2022-07-24 04:00 | 1.8755 | 1.8755
2022-07-24 04:30 | 2.0899 | 2.0899
2022-07-24 05:00 | 2.0363 | 2.0363
2022-07-24 05:30 | 2.0899 | 2.0899
2022-07-24 06:00 | 2.2506 | 2.2506
2022-07-24 06:30 | 2.3578 | 2.3578
2022-07-24 07:00 | 2.4114 | 2.4114
2022-07-24 07:30 | 2.6257 | 2.6257
2022-07-24 08:00 | 2.4114 | 2.4114
2022-07-24 08:30 | 2.4019 | 2.4019
2022-07-24 09:00 | 2.2506 | 2.2506
2022-07-24 09:30 | 1.8755 | 1.8755
2022-07-24 10:00 | 1.7148 | 1.7148
2022-07-24 10:30 | 1.4468 | 1.4468
2022-07-24 11:00 | 1.3558 | 1.3558
2022-07-24 11:30 | 1.3766 | 1.3766
2022-07-24 12:00 | 1.2861 | 1.2861
2022-07-24 12:30 | 1.3932 | 1.3932
2022-07-24 13:00 | 1.3397 | 1.3397
2022-07-24 13:30 | 1.3397 | 1.3397
2022-07-24 14:00 | 1.3932 | 1.3932
2022-07-24 14:30 | 1.5004 | 1.5004
2022-07-24 15:00 | 1.7148 | 1.7148
2022-07-24 15:30 | 1.7683 | 1.7683
2022-07-24 16:00 | 2.0363 | 2.0363
2022-07-24 16:30 | 2.1434 | 2.1434
2022-07-24 17:00 | 2.4114 | 2.4114
2022-07-24 17:30 | 2.6793 | 2.6793
2022-07-24 18:00 | 2.8401 | 2.8401
2022-07-24 18:30 | 3.0544 | 3.0544
2022-07-24 19:00 | 3.2152 | 3.2152
2022-07-24 19:30 | 3.2687 | 3.2687
2022-07-24 20:00 | 2.9472 | 2.9472
2022-07-24 20:30 | 2.8401 | 2.8401
2022-07-24 21:00 | 2.7329 | 2.7329
2022-07-24 21:30 | 2.6793 | 2.6793
2022-07-24 22:00 | 2.465 | 2.465
2022-07-24 22:30 | 2.197 | 2.197
2022-07-24 23:00 | 1.9827 | 1.9827
2022-07-24 23:30 | 1.9827 | 1.9827
2022-07-25 | 1.8755 | 1.8755
2022-07-25 00:30 | 1.8219 | 1.8219
2022-07-25 01:00 | 1.7683 | 1.7683
2022-07-25 01:30 | 1.6612 | 1.6612
2022-07-25 02:00 | 1.6813 | 1.6813
2022-07-25 02:30 | 1.6612 | 1.6612
2022-07-25 03:00 | 1.7683 | 1.7683
2022-07-25 03:30 | 1.6612 | 1.6612
2022-07-25 04:00 | 1.7683 | 1.7683
2022-07-25 04:30 | 1.9291 | 1.9291
2022-07-25 05:00 | 1.9827 | 1.9827
2022-07-25 05:30 | 2.197 | 2.197
2022-07-25 06:00 | 2.4114 | 2.4114
2022-07-25 06:30 | 2.6257 | 2.6257
2022-07-25 07:00 | 2.8936 | 2.8936
2022-07-25 07:30 | 3.0544 | 3.0544
2022-07-25 08:00 | 2.8401 | 2.8401
2022-07-25 08:30 | 2.4114 | 2.4114
2022-07-25 09:00 | 2.3042 | 2.3042
2022-07-25 09:30 | 1.9827 | 1.9827
2022-07-25 10:00 | 1.8219 | 1.8219
2022-07-25 10:30 | 1.7148 | 1.7148
2022-07-25 11:00 | 1.554 | 1.554
2022-07-25 11:30 | 1.6612 | 1.6612
2022-07-25 12:00 | 1.4468 | 1.4468
2022-07-25 12:30 | 1.6076 | 1.6076
2022-07-25 13:00 | 1.6076 | 1.6076
2022-07-25 13:30 | 1.6076 | 1.6076
2022-07-25 14:00 | 1.7683 | 1.7683
2022-07-25 14:30 | 1.8755 | 1.8755
2022-07-25 15:00 | 2.0363 | 2.0363
2022-07-25 15:30 | 2.2506 | 2.2506
2022-07-25 16:00 | 2.4114 | 2.4114
2022-07-25 16:30 | 2.6257 | 2.6257
2022-07-25 17:00 | 2.6793 | 2.6793
2022-07-25 17:30 | 3.108 | 3.108
2022-07-25 18:00 | 3.108 | 3.108
2022-07-25 18:30 | 3.2687 | 3.2687
2022-07-25 19:00 | 3.535 | 3.535
2022-07-25 19:30 | 3.3223 | 3.3223
2022-07-25 20:00 | 3.1616 | 3.1616
2022-07-25 20:30 | 2.9472 | 2.9472
2022-07-25 21:00 | 2.7329 | 2.7329
2022-07-25 21:30 | 2.8401 | 2.8401
2022-07-25 22:00 | 2.5185 | 2.5185
2022-07-25 22:30 | 2.3042 | 2.3042
2022-07-25 23:00 | 1.9827 | 1.9827
2022-07-25 23:30 | 1.9827 | 1.9827
2022-07-26 | 1.8755 | 1.8755
2022-07-26 00:30 | 1.9291 | 1.9291
2022-07-26 01:00 | 1.7683 | 1.7683
2022-07-26 01:30 | 1.7148 | 1.7148
2022-07-26 02:00 | 1.7148 | 1.7148
2022-07-26 02:30 | 1.6612 | 1.6612
2022-07-26 03:00 | 1.6612 | 1.6612
2022-07-26 03:30 | 1.6612 | 1.6612
2022-07-26 04:00 | 1.7683 | 1.7683
2022-07-26 04:30 | 1.7683 | 1.7683
2022-07-26 05:00 | 1.9291 | 1.9291
2022-07-26 05:30 | 2.1434 | 2.1434
2022-07-26 06:00 | 2.3042 | 2.3042
2022-07-26 06:30 | 0 | 0
2022-07-26 07:00 | 0 | 0
2022-07-26 07:30 | 0 | 0
2022-07-26 08:00 | 0 | 0
2022-07-26 08:30 | 0 | 0
2022-07-26 09:00 | 0 | 0
2022-07-26 09:30 | 0 | 0
2022-07-26 10:00 | 0 | 0
2022-07-26 10:30 | 0 | 0
2022-07-26 11:00 | 0 | 0
2022-07-26 11:30 | 0 | 0
2022-07-26 12:00 | 0 | 0
2022-07-26 12:30 | 0 | 0
2022-07-26 13:00 | 0 | 0
2022-07-26 13:30 | 0 | 0
2022-07-26 14:00 | 0 | 0
2022-07-26 14:30 | 0 | 0
2022-07-26 15:00 | 0 | 0
2022-07-26 15:30 | 0 | 0
2022-07-26 16:00 | 0 | 0
2022-07-26 16:30 | 0 | 0
2022-07-26 17:00 | 0 | 0
2022-07-26 17:30 | 0 | 0
2022-07-26 18:00 | 0 | 0
2022-07-26 18:30 | 2.4114 | 2.4114
2022-07-26 19:00 | 3.3759 | 3.3759
2022-07-26 19:30 | 3.1616 | 3.1616
2022-07-26 20:00 | 3.0783 | 3.0783
2022-07-26 20:30 | 2.7865 | 2.7865
2022-07-26 21:00 | 2.6793 | 2.6793
2022-07-26 21:30 | 2.6257 | 2.6257
2022-07-26 22:00 | 2.6257 | 2.6257
2022-07-26 22:30 | 2.197 | 2.197
2022-07-26 23:00 | 2.197 | 2.197
2022-07-26 23:30 | 2.0363 | 2.0363
2022-07-27 | 1.8755 | 1.8755
2022-07-27 00:30 | 1.9291 | 1.9291
2022-07-27 01:00 | 1.7683 | 1.7683
2022-07-27 01:30 | 1.7148 | 1.7148
2022-07-27 02:00 | 1.7148 | 1.7148
2022-07-27 02:30 | 1.7148 | 1.7148
2022-07-27 03:00 | 1.7148 | 1.7148
2022-07-27 03:30 | 1.7683 | 1.7683
2022-07-27 04:00 | 1.8755 | 1.8755
2022-07-27 04:30 | 1.8755 | 1.8755
2022-07-27 05:00 | 2.0363 | 2.0363
2022-07-27 05:30 | 2.2506 | 2.2506
2022-07-27 06:00 | 2.465 | 2.465
2022-07-27 06:30 | 2.7865 | 2.7865
2022-07-27 07:00 | 3.0544 | 3.0544
2022-07-27 07:30 | 3.1945 | 3.1945
2022-07-27 08:00 | 0 | 0
2022-07-27 08:30 | 0 | 0
2022-07-27 09:00 | 0 | 0
2022-07-27 09:30 | 0 | 0
2022-07-27 10:00 | 0 | 0
2022-07-27 10:30 | 0 | 0
2022-07-27 11:00 | 0 | 0
2022-07-27 11:30 | 0 | 0
2022-07-27 12:00 | 0 | 0
2022-07-27 12:30 | 0 | 0
2022-07-27 13:00 | 0 | 0
2022-07-27 13:30 | 0 | 0
2022-07-27 14:00 | 0 | 0
2022-07-27 14:30 | 0 | 0
2022-07-27 15:00 | 0 | 0
2022-07-27 15:30 | 1.7148 | 1.7148
2022-07-27 16:00 | 1.9827 | 1.9827
2022-07-27 16:30 | 2.197 | 2.197
2022-07-27 17:00 | 2.3578 | 2.3578
2022-07-27 17:30 | 2.3578 | 2.3578
2022-07-27 18:00 | 2.8397 | 2.8397
2022-07-27 18:30 | 3.108 | 3.108
2022-07-27 19:00 | 3.3223 | 3.3223
2022-07-27 19:30 | 3.2152 | 3.2152
2022-07-27 20:00 | 3.0544 | 3.0544
2022-07-27 20:30 | 2.9587 | 2.9587
2022-07-27 21:00 | 2.7865 | 2.7865
2022-07-27 21:30 | 2.7329 | 2.7329
2022-07-27 22:00 | 2.5185 | 2.5185
2022-07-27 22:30 | 2.3042 | 2.3042
2022-07-27 23:00 | 2.0899 | 2.0899
2022-07-27 23:30 | 1.9827 | 1.9827
2022-07-28 | 2.0899 | 2.0899
2022-07-28 00:30 | 1.9291 | 1.9291
2022-07-28 01:00 | 1.8219 | 1.8219
2022-07-28 01:30 | 1.8219 | 1.8219
2022-07-28 02:00 | 1.8219 | 1.8219
2022-07-28 02:30 | 1.7683 | 1.7683
2022-07-28 03:00 | 1.7683 | 1.7683
2022-07-28 03:30 | 1.7683 | 1.7683
2022-07-28 04:00 | 1.8755 | 1.8755
2022-07-28 04:30 | 1.8755 | 1.8755
2022-07-28 05:00 | 1.9827 | 1.9827
2022-07-28 05:30 | 2.2506 | 2.2506
2022-07-28 06:00 | 2.4114 | 2.4114
2022-07-28 06:30 | 2.7329 | 2.7329
2022-07-28 07:00 | 3.0544 | 3.0544
2022-07-28 07:30 | 3.1616 | 3.1616
2022-07-28 08:00 | 3.0008 | 3.0008
2022-07-28 08:30 | 2.6793 | 2.6793
2022-07-28 09:00 | 2.465 | 2.465
2022-07-28 09:30 | 2.0363 | 2.0363
2022-07-28 10:00 | 1.9827 | 1.9827
2022-07-28 10:30 | 1.6612 | 1.6612
2022-07-28 11:00 | 1.4468 | 1.4468
2022-07-28 11:30 | 1.554 | 1.554
2022-07-28 12:00 | 1.3932 | 1.3932
2022-07-28 12:30 | 1.3397 | 1.3397
2022-07-28 13:00 | 1.3576 | 1.3576
2022-07-28 13:30 | 1.3397 | 1.3397
2022-07-28 14:00 | 1.3397 | 1.3397
2022-07-28 14:30 | 1.3932 | 1.3932
2022-07-28 15:00 | 1.554 | 1.554
2022-07-28 15:30 | 1.7148 | 1.7148
2022-07-28 16:00 | 1.8219 | 1.8219
2022-07-28 16:30 | 2.1434 | 2.1434
2022-07-28 17:00 | 2.3042 | 2.3042
2022-07-28 17:30 | 2.6257 | 2.6257
2022-07-28 18:00 | 2.7329 | 2.7329
2022-07-28 18:30 | 3.0544 | 3.0544
2022-07-28 19:00 | 3.2687 | 3.2687
2022-07-28 19:30 | 3.2515 | 3.2515
2022-07-28 20:00 | 3.0234 | 3.0234
2022-07-28 20:30 | 2.9098 | 2.9098
2022-07-28 21:00 | 2.857 | 2.857
2022-07-28 21:30 | 3.0008 | 3.0008
2022-07-28 22:00 | 2.6793 | 2.6793
2022-07-28 22:30 | 2.465 | 2.465
2022-07-28 23:00 | 2.4114 | 2.4114
2022-07-28 23:30 | 2.0899 | 2.0899
2022-07-29 | 2.0899 | 2.0899
2022-07-29 00:30 | 2.0899 | 2.0899
2022-07-29 01:00 | 1.9291 | 1.9291
2022-07-29 01:30 | 1.8219 | 1.8219
2022-07-29 02:00 | 1.8219 | 1.8219
2022-07-29 02:30 | 1.8755 | 1.8755
2022-07-29 03:00 | 1.8219 | 1.8219
2022-07-29 03:30 | 1.8219 | 1.8219
2022-07-29 04:00 | 1.8755 | 1.8755
2022-07-29 04:30 | 1.9827 | 1.9827
2022-07-29 05:00 | 2.197 | 2.197
2022-07-29 05:30 | 2.3042 | 2.3042
2022-07-29 06:00 | 2.5721 | 2.5721
2022-07-29 06:30 | 2.8401 | 2.8401
2022-07-29 07:00 | 3.2687 | 3.2687
2022-07-29 07:30 | 3.4831 | 3.4831
2022-07-29 08:00 | 3.1616 | 3.1616
2022-07-29 08:30 | 2.9472 | 2.9472
2022-07-29 09:00 | 2.5185 | 2.5185
2022-07-29 09:30 | 2.3042 | 2.3042
2022-07-29 10:00 | 1.9291 | 1.9291
2022-07-29 10:30 | 1.8219 | 1.8219
2022-07-29 11:00 | 1.4468 | 1.4468
2022-07-29 11:30 | 1.4468 | 1.4468
2022-07-29 12:00 | 1.2325 | 1.2325
2022-07-29 12:30 | 1.3397 | 1.3397
2022-07-29 13:00 | 1.4468 | 1.4468
2022-07-29 13:30 | 1.4468 | 1.4468
2022-07-29 14:00 | 1.3397 | 1.3397
2022-07-29 14:30 | 1.4468 | 1.4468
2022-07-29 15:00 | 1.5004 | 1.5004
2022-07-29 15:30 | 1.7148 | 1.7148
2022-07-29 16:00 | 1.9291 | 1.9291
2022-07-29 16:30 | 2.0899 | 2.0899
2022-07-29 17:00 | 2.3042 | 2.3042
2022-07-29 17:30 | 2.4114 | 2.4114
2022-07-29 18:00 | 2.5721 | 2.5721
2022-07-29 18:30 | 2.8401 | 2.8401
2022-07-29 19:00 | 3.0008 | 3.0008
2022-07-29 19:30 | 3.0544 | 3.0544
2022-07-29 20:00 | 2.8401 | 2.8401
2022-07-29 20:30 | 2.7865 | 2.7865
2022-07-29 21:00 | 2.7329 | 2.7329
2022-07-29 21:30 | 2.6793 | 2.6793
2022-07-29 22:00 | 2.6793 | 2.6793
2022-07-29 22:30 | 2.3042 | 2.3042
2022-07-29 23:00 | 2.2506 | 2.2506
2022-07-29 23:30 | 2.197 | 2.197
2022-07-30 | 2.0899 | 2.0899
2022-07-30 00:30 | 2.0363 | 2.0363
2022-07-30 01:00 | 1.9291 | 1.9291
2022-07-30 01:30 | 1.8755 | 1.8755
2022-07-30 02:00 | 1.9291 | 1.9291
2022-07-30 02:30 | 1.8755 | 1.8755
2022-07-30 03:00 | 1.8755 | 1.8755
2022-07-30 03:30 | 1.8755 | 1.8755
2022-07-30 04:00 | 1.8755 | 1.8755
2022-07-30 04:30 | 1.9291 | 1.9291
2022-07-30 05:00 | 1.9827 | 1.9827
2022-07-30 05:30 | 2.0363 | 2.0363
2022-07-30 06:00 | 2.2506 | 2.2506
2022-07-30 06:30 | 2.4114 | 2.4114
2022-07-30 07:00 | 2.3042 | 2.3042
2022-07-30 07:30 | 2.5185 | 2.5185
2022-07-30 08:00 | 2.5721 | 2.5721
2022-07-30 08:30 | 2.4534 | 2.4534
2022-07-30 09:00 | 2.3578 | 2.3578
2022-07-30 09:30 | 2.0363 | 2.0363
2022-07-30 10:00 | 1.7683 | 1.7683
2022-07-30 10:30 | 1.6612 | 1.6612
2022-07-30 11:00 | 1.4468 | 1.4468
2022-07-30 11:30 | 1.3397 | 1.3397
2022-07-30 12:00 | 1.1253 | 1.1253
2022-07-30 12:30 | 1.2861 | 1.2861
2022-07-30 13:00 | 1.1253 | 1.1253
2022-07-30 13:30 | 1.0181 | 1.0181
2022-07-30 14:00 | 1.1253 | 1.1253
2022-07-30 14:30 | 1.1789 | 1.1789
2022-07-30 15:00 | 1.8219 | 1.8219
2022-07-30 15:30 | 1.7683 | 1.7683
2022-07-30 16:00 | 1.554 | 1.554
2022-07-30 16:30 | 1.7683 | 1.7683
2022-07-30 17:00 | 2.1479 | 2.1479
2022-07-30 17:30 | 2.1939 | 2.1939
2022-07-30 18:00 | 2.4114 | 2.4114
2022-07-30 18:30 | 2.6257 | 2.6257
2022-07-30 19:00 | 2.8936 | 2.8936
2022-07-30 19:30 | 2.7865 | 2.7865
2022-07-30 20:00 | 2.7329 | 2.7329
2022-07-30 20:30 | 2.6257 | 2.6257
2022-07-30 21:00 | 2.5185 | 2.5185
2022-07-30 21:30 | 2.4114 | 2.4114
2022-07-30 22:00 | 2.3578 | 2.3578
2022-07-30 22:30 | 2.1434 | 2.1434
2022-07-30 23:00 | 2.197 | 2.197
2022-07-30 23:30 | 2.0363 | 2.0363
2022-07-31 | 1.8755 | 1.8755
2022-07-31 00:30 | 1.9291 | 1.9291
2022-07-31 01:00 | 1.8219 | 1.8219
2022-07-31 01:30 | 1.8219 | 1.8219
2022-07-31 02:00 | 1.8219 | 1.8219
2022-07-31 02:30 | 1.7683 | 1.7683
2022-07-31 03:00 | 1.7148 | 1.7148
2022-07-31 03:30 | 1.8755 | 1.8755
2022-07-31 04:00 | 1.7683 | 1.7683
2022-07-31 04:30 | 1.8219 | 1.8219
2022-07-31 05:00 | 1.8755 | 1.8755
2022-07-31 05:30 | 1.8755 | 1.8755
2022-07-31 06:00 | 1.9827 | 1.9827
2022-07-31 06:30 | 2.0899 | 2.0899
2022-07-31 07:00 | 2.0899 | 2.0899
2022-07-31 07:30 | 2.3042 | 2.3042
2022-07-31 08:00 | 2.3042 | 2.3042
2022-07-31 08:30 | 2.1434 | 2.1434
2022-07-31 09:00 | 1.9827 | 1.9827
2022-07-31 09:30 | 1.8755 | 1.8755
2022-07-31 10:00 | 1.7683 | 1.7683
2022-07-31 10:30 | 1.6612 | 1.6612
2022-07-31 11:00 | 1.554 | 1.554
2022-07-31 11:30 | 1.7148 | 1.7148
2022-07-31 12:00 | 1.6076 | 1.6076
2022-07-31 12:30 | 1.554 | 1.554
2022-07-31 13:00 | 1.6612 | 1.6612
2022-07-31 13:30 | 1.4468 | 1.4468
2022-07-31 14:00 | 1.9291 | 1.9291
2022-07-31 14:30 | 1.5004 | 1.5004
2022-07-31 15:00 | 1.9827 | 1.9827
2022-07-31 15:30 | 2.0899 | 2.0899
2022-07-31 16:00 | 2.0363 | 2.0363
2022-07-31 16:30 | 2.5721 | 2.5721
2022-07-31 17:00 | 2.6257 | 2.6257
2022-07-31 17:30 | 2.7865 | 2.7865
2022-07-31 18:00 | 2.9472 | 2.9472
2022-07-31 18:30 | 3.0544 | 3.0544
2022-07-31 19:00 | 3.2687 | 3.2687
2022-07-31 19:30 | 3.108 | 3.108
2022-07-31 20:00 | 3.0544 | 3.0544
2022-07-31 20:30 | 2.8936 | 2.8936
2022-07-31 21:00 | 2.6257 | 2.6257
2022-07-31 21:30 | 2.7865 | 2.7865
2022-07-31 22:00 | 2.3578 | 2.3578
2022-07-31 22:30 | 2.197 | 2.197
2022-07-31 23:00 | 2.0899 | 2.0899
2022-07-31 23:30 | 1.9827 | 1.9827
2022-08-01 | 1.8755 | 1.8755
2022-08-01 00:30 | 1.8219 | 1.8219
2022-08-01 01:00 | 1.7683 | 1.7683
2022-08-01 01:30 | 1.7683 | 1.7683
2022-08-01 02:00 | 1.7683 | 1.7683
2022-08-01 02:30 | 1.7148 | 1.7148
2022-08-01 03:00 | 1.7148 | 1.7148
2022-08-01 03:30 | 1.8219 | 1.8219
2022-08-01 04:00 | 1.8219 | 1.8219
2022-08-01 04:30 | 1.8219 | 1.8219
2022-08-01 05:00 | 2.0363 | 2.0363
2022-08-01 05:30 | 2.197 | 2.197
2022-08-01 06:00 | 2.4114 | 2.4114
2022-08-01 06:30 | 2.6257 | 2.6257
2022-08-01 07:00 | 2.7865 | 2.7865
2022-08-01 07:30 | 2.8936 | 2.8936
2022-08-01 08:00 | 2.8936 | 2.8936
2022-08-01 08:30 | 2.6257 | 2.6257
2022-08-01 09:00 | 2.465 | 2.465
2022-08-01 09:30 | 2.1434 | 2.1434
2022-08-01 10:00 | 1.8755 | 1.8755
2022-08-01 10:30 | 1.6612 | 1.6612
2022-08-01 11:00 | 1.5547 | 1.5547
2022-08-01 11:30 | 1.6612 | 1.6612
2022-08-01 12:00 | 1.554 | 1.554
2022-08-01 12:30 | 1.5004 | 1.5004
2022-08-01 13:00 | 1.6076 | 1.6076
2022-08-01 13:30 | 1.6161 | 1.6161
2022-08-01 14:00 | 1.7683 | 1.7683
2022-08-01 14:30 | 1.8061 | 1.8061
2022-08-01 15:00 | 2.0363 | 2.0363
2022-08-01 15:30 | 2.197 | 2.197
2022-08-01 16:00 | 2.3042 | 2.3042
2022-08-01 16:30 | 2.6257 | 2.6257
2022-08-01 17:00 | 2.7329 | 2.7329
2022-08-01 17:30 | 3.0008 | 3.0008
2022-08-01 18:00 | 3.108 | 3.108
2022-08-01 18:30 | 3.2687 | 3.2687
2022-08-01 19:00 | 3.4831 | 3.4831
2022-08-01 19:30 | 3.2687 | 3.2687
2022-08-01 20:00 | 3.0544 | 3.0544
2022-08-01 20:30 | 2.8936 | 2.8936
2022-08-01 21:00 | 2.8401 | 2.8401
2022-08-01 21:30 | 2.8401 | 2.8401
2022-08-01 22:00 | 2.5185 | 2.5185
2022-08-01 22:30 | 2.2506 | 2.2506
2022-08-01 23:00 | 2.2506 | 2.2506
2022-08-01 23:30 | 2.0363 | 2.0363
2022-08-02 | 1.8755 | 1.8755
2022-08-02 00:30 | 1.9291 | 1.9291
2022-08-02 01:00 | 1.7683 | 1.7683
2022-08-02 01:30 | 1.7683 | 1.7683
2022-08-02 02:00 | 1.7148 | 1.7148
2022-08-02 02:30 | 1.7683 | 1.7683
2022-08-02 03:00 | 1.6612 | 1.6612
2022-08-02 03:30 | 1.6612 | 1.6612
2022-08-02 04:00 | 1.6612 | 1.6612
2022-08-02 04:30 | 1.9291 | 1.9291
2022-08-02 05:00 | 1.9197 | 1.9197
2022-08-02 05:30 | 2.2506 | 2.2506
2022-08-02 06:00 | 2.4114 | 2.4114
2022-08-02 06:30 | 2.5721 | 2.5721
2022-08-02 07:00 | 2.9719 | 2.9719
2022-08-02 07:30 | 2.8936 | 2.8936
2022-08-02 08:00 | 2.8401 | 2.8401
2022-08-02 08:30 | 2.6793 | 2.6793
2022-08-02 09:00 | 2.1434 | 2.1434
2022-08-02 09:30 | 2.0899 | 2.0899
2022-08-02 10:00 | 1.9827 | 1.9827
2022-08-02 10:30 | 1.6076 | 1.6076
2022-08-02 11:00 | 1.6612 | 1.6612
2022-08-02 11:30 | 1.6076 | 1.6076
2022-08-02 12:00 | 1.554 | 1.554
2022-08-02 12:30 | 1.7683 | 1.7683
2022-08-02 13:00 | 1.7683 | 1.7683
2022-08-02 13:30 | 1.9827 | 1.9827
2022-08-02 14:00 | 1.8755 | 1.8755
2022-08-02 14:30 | 2.0899 | 2.0899
2022-08-02 15:00 | 2.0899 | 2.0899
2022-08-02 15:30 | 2.3042 | 2.3042
2022-08-02 16:00 | 2.5721 | 2.5721
2022-08-02 16:30 | 2.7329 | 2.7329
2022-08-02 17:00 | 3.0008 | 3.0008
2022-08-02 17:30 | 3.2687 | 3.2687
2022-08-02 18:00 | 3.4831 | 3.4831
2022-08-02 18:30 | 3.4831 | 3.4831
2022-08-02 19:00 | 3.751 | 3.751
2022-08-02 19:30 | 3.5367 | 3.5367
2022-08-02 20:00 | 3.2687 | 3.2687
2022-08-02 20:30 | 3.0544 | 3.0544
2022-08-02 21:00 | 2.9472 | 2.9472
2022-08-02 21:30 | 2.906 | 2.906
2022-08-02 22:00 | 2.6793 | 2.6793
2022-08-02 22:30 | 2.4114 | 2.4114
2022-08-02 23:00 | 2.197 | 2.197
2022-08-02 23:30 | 1.9291 | 1.9291
2022-08-03 | 1.9827 | 1.9827
2022-08-03 00:30 | 1.9291 | 1.9291
2022-08-03 01:00 | 1.8219 | 1.8219
2022-08-03 01:30 | 1.7148 | 1.7148
2022-08-03 02:00 | 1.7148 | 1.7148
2022-08-03 02:30 | 1.7148 | 1.7148
2022-08-03 03:00 | 1.6612 | 1.6612
2022-08-03 03:30 | 1.7148 | 1.7148
2022-08-03 04:00 | 1.7683 | 1.7683
2022-08-03 04:30 | 1.8219 | 1.8219
2022-08-03 05:00 | 1.9827 | 1.9827
2022-08-03 05:30 | 2.0899 | 2.0899
2022-08-03 06:00 | 2.3578 | 2.3578
2022-08-03 06:30 | 2.5721 | 2.5721
2022-08-03 07:00 | 2.5721 | 2.5721
2022-08-03 07:30 | 2.7329 | 2.7329
2022-08-03 08:00 | 2.7329 | 2.7329
2022-08-03 08:30 | 2.465 | 2.465
2022-08-03 09:00 | 2.3042 | 2.3042
2022-08-03 09:30 | 2.0363 | 2.0363
2022-08-03 10:00 | 2.0363 | 2.0363
2022-08-03 10:30 | 1.8219 | 1.8219
2022-08-03 11:00 | 1.7683 | 1.7683
2022-08-03 11:30 | 1.9827 | 1.9827
2022-08-03 12:00 | 1.9827 | 1.9827
2022-08-03 12:30 | 2.3042 | 2.3042
2022-08-03 13:00 | 2.3042 | 2.3042
2022-08-03 13:30 | 2.4114 | 2.4114
2022-08-03 14:00 | 2.6257 | 2.6257
2022-08-03 14:30 | 2.7329 | 2.7329
2022-08-03 15:00 | 3.1616 | 3.1616
2022-08-03 15:30 | 3.2387 | 3.2387
2022-08-03 16:00 | 3.3223 | 3.3223
2022-08-03 16:30 | 3.5903 | 3.5903
2022-08-03 17:00 | 3.6974 | 3.6974
2022-08-03 17:30 | 3.8582 | 3.8582
2022-08-03 18:00 | 3.9118 | 3.9118
2022-08-03 18:30 | 4.1797 | 4.1797
2022-08-03 19:00 | 4.1797 | 4.1797
2022-08-03 19:30 | 4.1261 | 4.1261
2022-08-03 20:00 | 3.8046 | 3.8046
2022-08-03 20:30 | 3.5903 | 3.5903
2022-08-03 21:00 | 3.4295 | 3.4295
2022-08-03 21:30 | 3.2687 | 3.2687
2022-08-03 22:00 | 2.9472 | 2.9472
2022-08-03 22:30 | 2.6257 | 2.6257
2022-08-03 23:00 | 2.4114 | 2.4114
2022-08-03 23:30 | 2.3042 | 2.3042
2022-08-04 | 2.197 | 2.197
2022-08-04 00:30 | 2.0899 | 2.0899
2022-08-04 01:00 | 1.9827 | 1.9827
2022-08-04 01:30 | 1.9291 | 1.9291
2022-08-04 02:00 | 1.8755 | 1.8755
2022-08-04 02:30 | 1.7683 | 1.7683
2022-08-04 03:00 | 1.8755 | 1.8755
2022-08-04 03:30 | 1.8219 | 1.8219
2022-08-04 04:00 | 1.7683 | 1.7683
2022-08-04 04:30 | 1.9827 | 1.9827
2022-08-04 05:00 | 1.9291 | 1.9291
2022-08-04 05:30 | 2.0899 | 2.0899
2022-08-04 06:00 | 2.2506 | 2.2506
2022-08-04 06:30 | 2.3578 | 2.3578
2022-08-04 07:00 | 2.5185 | 2.5185
2022-08-04 07:30 | 2.6793 | 2.6793
2022-08-04 08:00 | 2.6793 | 2.6793
2022-08-04 08:30 | 2.5185 | 2.5185
2022-08-04 09:00 | 2.4114 | 2.4114
2022-08-04 09:30 | 2.4114 | 2.4114
2022-08-04 10:00 | 2.1434 | 2.1434
2022-08-04 10:30 | 2.0899 | 2.0899
2022-08-04 11:00 | 2.197 | 2.197
2022-08-04 11:30 | 2.4114 | 2.4114
2022-08-04 12:00 | 2.6257 | 2.6257
2022-08-04 12:30 | 2.7865 | 2.7865
2022-08-04 13:00 | 2.5185 | 2.5185
2022-08-04 13:30 | 2.3042 | 2.3042
2022-08-04 14:00 | 2.6257 | 2.6257
2022-08-04 14:30 | 2.9472 | 2.9472
2022-08-04 15:00 | 2.7865 | 2.7865
2022-08-04 15:30 | 3.9118 | 3.9118
2022-08-04 16:00 | 3.8046 | 3.8046
2022-08-04 16:30 | 4.1797 | 4.1797
2022-08-04 17:00 | 4.3405 | 4.3405
2022-08-04 17:30 | 4.3941 | 4.3941
2022-08-04 18:00 | 4.7692 | 4.7692
2022-08-04 18:30 | 4.7692 | 4.7692
2022-08-04 19:00 | 4.9835 | 4.9835
2022-08-04 19:30 | 4.637 | 4.637
2022-08-04 20:00 | 4.3405 | 4.3405
2022-08-04 20:30 | 4.0725 | 4.0725
2022-08-04 21:00 | 3.9118 | 3.9118
2022-08-04 21:30 | 3.6974 | 3.6974
2022-08-04 22:00 | 3.4295 | 3.4295
2022-08-04 22:30 | 3.1616 | 3.1616
2022-08-04 23:00 | 2.9472 | 2.9472
2022-08-04 23:30 | 2.7329 | 2.7329
2022-08-05 | 2.6257 | 2.6257
2022-08-05 00:30 | 2.6257 | 2.6257
2022-08-05 01:00 | 2.4114 | 2.4114
2022-08-05 01:30 | 2.3042 | 2.3042
2022-08-05 02:00 | 2.197 | 2.197
2022-08-05 02:30 | 2.2506 | 2.2506
2022-08-05 03:00 | 2.197 | 2.197
2022-08-05 03:30 | 2.0899 | 2.0899
2022-08-05 04:00 | 2.1434 | 2.1434
2022-08-05 04:30 | 2.1879 | 2.1879
2022-08-05 05:00 | 2.197 | 2.197
2022-08-05 05:30 | 2.4114 | 2.4114
2022-08-05 06:00 | 2.4114 | 2.4114
2022-08-05 06:30 | 2.6793 | 2.6793
2022-08-05 07:00 | 2.7329 | 2.7329
2022-08-05 07:30 | 2.8401 | 2.8401
2022-08-05 08:00 | 3.0008 | 3.0008
2022-08-05 08:30 | 2.7865 | 2.7865
2022-08-05 09:00 | 2.9472 | 2.9472
2022-08-05 09:30 | 2.6257 | 2.6257
2022-08-05 10:00 | 2.6257 | 2.6257
2022-08-05 10:30 | 2.6793 | 2.6793
2022-08-05 11:00 | 3.0008 | 3.0008
2022-08-05 11:30 | 2.9472 | 2.9472
2022-08-05 12:00 | 3.0544 | 3.0544
2022-08-05 12:30 | 3.4831 | 3.4831
2022-08-05 13:00 | 3.3759 | 3.3759
2022-08-05 13:30 | 3.6974 | 3.6974
2022-08-05 14:00 | 3.6438 | 3.6438
2022-08-05 14:30 | 4.2333 | 4.2333
2022-08-05 15:00 | 4.0725 | 4.0725
2022-08-05 15:30 | 4.4476 | 4.4476
2022-08-05 16:00 | 4.2869 | 4.2869
2022-08-05 16:30 | 4.9835 | 4.9835
2022-08-05 17:00 | 4.7692 | 4.7692
2022-08-05 17:30 | 4.4476 | 4.4476
2022-08-05 18:00 | 4.5548 | 4.5548
2022-08-05 18:30 | 4.4476 | 4.4476
2022-08-05 19:00 | 4.5548 | 4.5548
2022-08-05 19:30 | 4.2333 | 4.2333
2022-08-05 20:00 | 4.1261 | 4.1261
2022-08-05 20:30 | 3.8582 | 3.8582
2022-08-05 21:00 | 3.8046 | 3.8046
2022-08-05 21:30 | 3.751 | 3.751
2022-08-05 22:00 | 3.4295 | 3.4295
2022-08-05 22:30 | 3.1616 | 3.1616
2022-08-05 23:00 | 3.1616 | 3.1616
2022-08-05 23:30 | 2.9472 | 2.9472
2022-08-06 | 2.8401 | 2.8401
2022-08-06 00:30 | 2.7329 | 2.7329
2022-08-06 01:00 | 2.465 | 2.465
2022-08-06 01:30 | 2.4114 | 2.4114
2022-08-06 02:00 | 2.465 | 2.465
2022-08-06 02:30 | 2.3042 | 2.3042
2022-08-06 03:00 | 2.197 | 2.197
2022-08-06 03:30 | 2.1434 | 2.1434
2022-08-06 04:00 | 2.1434 | 2.1434
2022-08-06 04:30 | 2.197 | 2.197
2022-08-06 05:00 | 2.197 | 2.197
2022-08-06 05:30 | 2.197 | 2.197
2022-08-06 06:00 | 2.2506 | 2.2506
2022-08-06 06:30 | 2.465 | 2.465
2022-08-06 07:00 | 2.465 | 2.465
2022-08-06 07:30 | 2.5721 | 2.5721
2022-08-06 08:00 | 2.4053 | 2.4053
2022-08-06 08:30 | 2.5185 | 2.5185
2022-08-06 09:00 | 2.5185 | 2.5185
2022-08-06 09:30 | 2.0899 | 2.0899
2022-08-06 10:00 | 2.0899 | 2.0899
2022-08-06 10:30 | 2.1434 | 2.1434
2022-08-06 11:00 | 1.9827 | 1.9827
2022-08-06 11:30 | 1.6612 | 1.6612
2022-08-06 12:00 | 1.9291 | 1.9291
2022-08-06 12:30 | 1.8755 | 1.8755
2022-08-06 13:00 | 1.7683 | 1.7683
2022-08-06 13:30 | 1.8755 | 1.8755
2022-08-06 14:00 | 1.7683 | 1.7683
2022-08-06 14:30 | 2.197 | 2.197
2022-08-06 15:00 | 2.197 | 2.197
2022-08-06 15:30 | 2.197 | 2.197
2022-08-06 16:00 | 2.3042 | 2.3042
2022-08-06 16:30 | 2.5185 | 2.5185
2022-08-06 17:00 | 2.6257 | 2.6257
2022-08-06 17:30 | 2.8936 | 2.8936
2022-08-06 18:00 | 3.0544 | 3.0544
2022-08-06 18:30 | 3.0544 | 3.0544
2022-08-06 19:00 | 3.2687 | 3.2687
2022-08-06 19:30 | 3.1616 | 3.1616
2022-08-06 20:00 | 2.8936 | 2.8936
2022-08-06 20:30 | 2.8401 | 2.8401
2022-08-06 21:00 | 2.7329 | 2.7329
2022-08-06 21:30 | 2.7329 | 2.7329
2022-08-06 22:00 | 2.5721 | 2.5721
2022-08-06 22:30 | 2.5721 | 2.5721
2022-08-06 23:00 | 2.4114 | 2.4114
2022-08-06 23:30 | 2.197 | 2.197
2022-08-07 | 2.2506 | 2.2506
2022-08-07 00:30 | 2.0997 | 2.0997
2022-08-07 01:00 | 2.0363 | 2.0363
2022-08-07 01:30 | 1.9827 | 1.9827
2022-08-07 02:00 | 1.8755 | 1.8755
2022-08-07 02:30 | 1.8219 | 1.8219
2022-08-07 03:00 | 1.8755 | 1.8755
2022-08-07 03:30 | 1.8755 | 1.8755
2022-08-07 04:00 | 1.8755 | 1.8755
2022-08-07 04:30 | 1.9291 | 1.9291
2022-08-07 05:00 | 2.0363 | 2.0363
2022-08-07 05:30 | 2.0363 | 2.0363
2022-08-07 06:00 | 2.0363 | 2.0363
2022-08-07 06:30 | 2.197 | 2.197
2022-08-07 07:00 | 2.0899 | 2.0899
2022-08-07 07:30 | 2.3042 | 2.3042
2022-08-07 08:00 | 2.2506 | 2.2506
2022-08-07 08:30 | 2.2506 | 2.2506
2022-08-07 09:00 | 2.197 | 2.197
2022-08-07 09:30 | 1.8755 | 1.8755
2022-08-07 10:00 | 1.8755 | 1.8755
2022-08-07 10:30 | 1.6612 | 1.6612
2022-08-07 11:00 | 1.7148 | 1.7148
2022-08-07 11:30 | 1.3397 | 1.3397
2022-08-07 12:00 | 1.3932 | 1.3932
2022-08-07 12:30 | 1.5004 | 1.5004
2022-08-07 13:00 | 1.3397 | 1.3397
2022-08-07 13:30 | 1.4468 | 1.4468
2022-08-07 14:00 | 1.4468 | 1.4468
2022-08-07 14:30 | 1.554 | 1.554
2022-08-07 15:00 | 1.7683 | 1.7683
2022-08-07 15:30 | 1.8755 | 1.8755
2022-08-07 16:00 | 2.197 | 2.197
2022-08-07 16:30 | 2.3042 | 2.3042
2022-08-07 17:00 | 2.6793 | 2.6793
2022-08-07 17:30 | 2.7329 | 2.7329
2022-08-07 18:00 | 2.9472 | 2.9472
2022-08-07 18:30 | 3.0544 | 3.0544
2022-08-07 19:00 | 3.4295 | 3.4295
2022-08-07 19:30 | 3.2687 | 3.2687
2022-08-07 20:00 | 3.0544 | 3.0544
2022-08-07 20:30 | 2.8936 | 2.8936
2022-08-07 21:00 | 2.6793 | 2.6793
2022-08-07 21:30 | 2.7329 | 2.7329
2022-08-07 22:00 | 2.5185 | 2.5185
2022-08-07 22:30 | 2.3042 | 2.3042
2022-08-07 23:00 | 2.197 | 2.197
2022-08-07 23:30 | 2.0899 | 2.0899
2022-08-08 | 1.9827 | 1.9827
2022-08-08 00:30 | 1.9291 | 1.9291
2022-08-08 01:00 | 1.8755 | 1.8755
2022-08-08 01:30 | 1.8219 | 1.8219
2022-08-08 02:00 | 1.8755 | 1.8755
2022-08-08 02:30 | 1.8755 | 1.8755
2022-08-08 03:00 | 1.7683 | 1.7683
2022-08-08 03:30 | 1.8755 | 1.8755
2022-08-08 04:00 | 1.8219 | 1.8219
2022-08-08 04:30 | 1.9827 | 1.9827
2022-08-08 05:00 | 2.0899 | 2.0899
2022-08-08 05:30 | 2.2506 | 2.2506
2022-08-08 06:00 | 2.465 | 2.465
2022-08-08 06:30 | 2.6793 | 2.6793
2022-08-08 07:00 | 2.8401 | 2.8401
2022-08-08 07:30 | 3.1616 | 3.1616
2022-08-08 08:00 | 2.9472 | 2.9472
2022-08-08 08:30 | 2.7329 | 2.7329
2022-08-08 09:00 | 2.465 | 2.465
2022-08-08 09:30 | 2.2506 | 2.2506
2022-08-08 10:00 | 1.8219 | 1.8219
2022-08-08 10:30 | 1.554 | 1.554
2022-08-08 11:00 | 1.6612 | 1.6612
2022-08-08 11:30 | 1.2861 | 1.2861
2022-08-08 12:00 | 1.3932 | 1.3932
2022-08-08 12:30 | 1.1789 | 1.1789
2022-08-08 13:00 | 1.2861 | 1.2861
2022-08-08 13:30 | 1.3397 | 1.3397
2022-08-08 14:00 | 1.1789 | 1.1789
2022-08-08 14:30 | 1.3779 | 1.3779
2022-08-08 15:00 | 1.5004 | 1.5004
2022-08-08 15:30 | 1.6612 | 1.6612
2022-08-08 16:00 | 1.8755 | 1.8755
2022-08-08 16:30 | 2.0363 | 2.0363
2022-08-08 17:00 | 2.2506 | 2.2506
2022-08-08 17:30 | 2.5721 | 2.5721
2022-08-08 18:00 | 2.7865 | 2.7865
2022-08-08 18:30 | 3.108 | 3.108
2022-08-08 19:00 | 3.4831 | 3.4831
2022-08-08 19:30 | 3.3759 | 3.3759
2022-08-08 20:00 | 3.108 | 3.108
2022-08-08 20:30 | 2.9869 | 2.9869
2022-08-08 21:00 | 2.7865 | 2.7865
2022-08-08 21:30 | 2.7865 | 2.7865
2022-08-08 22:00 | 2.5721 | 2.5721
2022-08-08 22:30 | 2.3042 | 2.3042
2022-08-08 23:00 | 2.175 | 2.175
2022-08-08 23:30 | 1.9827 | 1.9827
2022-08-09 | 1.9291 | 1.9291
2022-08-09 00:30 | 1.9827 | 1.9827
2022-08-09 01:00 | 1.7148 | 1.7148
2022-08-09 01:30 | 1.8755 | 1.8755
2022-08-09 02:00 | 1.7683 | 1.7683
2022-08-09 02:30 | 1.8219 | 1.8219
2022-08-09 03:00 | 1.7148 | 1.7148
2022-08-09 03:30 | 1.8755 | 1.8755
2022-08-09 04:00 | 1.8219 | 1.8219
2022-08-09 04:30 | 1.9827 | 1.9827
2022-08-09 05:00 | 2.197 | 2.197
2022-08-09 05:30 | 2.197 | 2.197
2022-08-09 06:00 | 2.465 | 2.465
2022-08-09 06:30 | 2.7329 | 2.7329
2022-08-09 07:00 | 2.9472 | 2.9472
2022-08-09 07:30 | 3.1616 | 3.1616
2022-08-09 08:00 | 2.9472 | 2.9472
2022-08-09 08:30 | 2.6257 | 2.6257
2022-08-09 09:00 | 2.197 | 2.197
2022-08-09 09:30 | 1.9827 | 1.9827
2022-08-09 10:00 | 1.554 | 1.554
2022-08-09 10:30 | 1.4468 | 1.4468
2022-08-09 11:00 | 1.3397 | 1.3397
2022-08-09 11:30 | 1.2325 | 1.2325
2022-08-09 12:00 | 1.2325 | 1.2325
2022-08-09 12:30 | 1.3932 | 1.3932
2022-08-09 13:00 | 1.3397 | 1.3397
2022-08-09 13:30 | 1.2861 | 1.2861
2022-08-09 14:00 | 1.3932 | 1.3932
2022-08-09 14:30 | 1.4468 | 1.4468
2022-08-09 15:00 | 1.554 | 1.554
2022-08-09 15:30 | 1.7148 | 1.7148
2022-08-09 16:00 | 1.8755 | 1.8755
2022-08-09 16:30 | 2.0899 | 2.0899
2022-08-09 17:00 | 2.4114 | 2.4114
2022-08-09 17:30 | 2.4114 | 2.4114
2022-08-09 18:00 | 2.8401 | 2.8401
2022-08-09 18:30 | 3.0544 | 3.0544
2022-08-09 19:00 | 3.3759 | 3.3759
2022-08-09 19:30 | 3.1616 | 3.1616
2022-08-09 20:00 | 3.0544 | 3.0544
2022-08-09 20:30 | 2.9096 | 2.9096
2022-08-09 21:00 | 2.7329 | 2.7329
2022-08-09 21:30 | 2.7329 | 2.7329
2022-08-09 22:00 | 2.5721 | 2.5721
2022-08-09 22:30 | 2.3042 | 2.3042
2022-08-09 23:00 | 2.197 | 2.197
2022-08-09 23:30 | 2.0899 | 2.0899
2022-08-10 | 1.9813 | 1.9813
2022-08-10 00:30 | 1.8755 | 1.8755
2022-08-10 01:00 | 1.8755 | 1.8755
2022-08-10 01:30 | 1.7683 | 1.7683
2022-08-10 02:00 | 1.7683 | 1.7683
2022-08-10 02:30 | 1.7148 | 1.7148
2022-08-10 03:00 | 1.8219 | 1.8219
2022-08-10 03:30 | 1.7683 | 1.7683
2022-08-10 04:00 | 1.7148 | 1.7148
2022-08-10 04:30 | 1.9827 | 1.9827
2022-08-10 05:00 | 2.0363 | 2.0363
2022-08-10 05:30 | 2.1434 | 2.1434
2022-08-10 06:00 | 2.3042 | 2.3042
2022-08-10 06:30 | 2.6257 | 2.6257
2022-08-10 07:00 | 2.7329 | 2.7329
2022-08-10 07:30 | 3.108 | 3.108
2022-08-10 08:00 | 2.9472 | 2.9472
2022-08-10 08:30 | 2.5721 | 2.5721
2022-08-10 09:00 | 2.3045 | 2.3045
2022-08-10 09:30 | 1.8219 | 1.8219
2022-08-10 10:00 | 1.6612 | 1.6612
2022-08-10 10:30 | 1.554 | 1.554
2022-08-10 11:00 | 1.3397 | 1.3397
2022-08-10 11:30 | 1.4468 | 1.4468
2022-08-10 12:00 | 1.3397 | 1.3397
2022-08-10 12:30 | 1.5004 | 1.5004
2022-08-10 13:00 | 1.4468 | 1.4468
2022-08-10 13:30 | 1.554 | 1.554
2022-08-10 14:00 | 1.6612 | 1.6612
2022-08-10 14:30 | 1.6612 | 1.6612
2022-08-10 15:00 | 1.7683 | 1.7683
2022-08-10 15:30 | 2.0363 | 2.0363
2022-08-10 16:00 | 2.3042 | 2.3042
2022-08-10 16:30 | 2.5185 | 2.5185
2022-08-10 17:00 | 2.5721 | 2.5721
2022-08-10 17:30 | 3.0544 | 3.0544
2022-08-10 18:00 | 3.0544 | 3.0544
2022-08-10 18:30 | 3.108 | 3.108
2022-08-10 19:00 | 3.4831 | 3.4831
2022-08-10 19:30 | 3.2152 | 3.2152
2022-08-10 20:00 | 3.0544 | 3.0544
2022-08-10 20:30 | 2.8401 | 2.8401
2022-08-10 21:00 | 2.7329 | 2.7329
2022-08-10 21:30 | 2.7865 | 2.7865
2022-08-10 22:00 | 2.465 | 2.465
2022-08-10 22:30 | 2.2506 | 2.2506
2022-08-10 23:00 | 2.0899 | 2.0899
2022-08-10 23:30 | 1.9827 | 1.9827
2022-08-11 | 1.9827 | 1.9827
2022-08-11 00:30 | 1.8755 | 1.8755
2022-08-11 01:00 | 1.7683 | 1.7683
2022-08-11 01:30 | 1.7683 | 1.7683
2022-08-11 02:00 | 1.8219 | 1.8219
2022-08-11 02:30 | 1.7683 | 1.7683
2022-08-11 03:00 | 1.8219 | 1.8219
2022-08-11 03:30 | 1.7683 | 1.7683
2022-08-11 04:00 | 1.7683 | 1.7683
2022-08-11 04:30 | 1.8755 | 1.8755
2022-08-11 05:00 | 2.0363 | 2.0363
2022-08-11 05:30 | 2.1434 | 2.1434
2022-08-11 06:00 | 2.3042 | 2.3042
2022-08-11 06:30 | 2.5185 | 2.5185
2022-08-11 07:00 | 2.9472 | 2.9472
2022-08-11 07:30 | 2.9472 | 2.9472
2022-08-11 08:00 | 2.8401 | 2.8401
2022-08-11 08:30 | 2.4114 | 2.4114
2022-08-11 09:00 | 1.9827 | 1.9827
2022-08-11 09:30 | 1.8937 | 1.8937
2022-08-11 10:00 | 1.7148 | 1.7148
2022-08-11 10:30 | 1.6612 | 1.6612
2022-08-11 11:00 | 1.3932 | 1.3932
2022-08-11 11:30 | 1.4468 | 1.4468
2022-08-11 12:00 | 1.3397 | 1.3397
2022-08-11 12:30 | 1.4468 | 1.4468
2022-08-11 13:00 | 1.5004 | 1.5004
2022-08-11 13:30 | 1.8755 | 1.8755
2022-08-11 14:00 | 1.9291 | 1.9291
2022-08-11 14:30 | 1.7683 | 1.7683
2022-08-11 15:00 | 1.8755 | 1.8755
2022-08-11 15:30 | 2.197 | 2.197
2022-08-11 16:00 | 2.465 | 2.465
2022-08-11 16:30 | 2.5721 | 2.5721
2022-08-11 17:00 | 2.8936 | 2.8936
2022-08-11 17:30 | 3.0008 | 3.0008
2022-08-11 18:00 | 3.2687 | 3.2687
2022-08-11 18:30 | 3.2152 | 3.2152
2022-08-11 19:00 | 3.4295 | 3.4295
2022-08-11 19:30 | 3.2687 | 3.2687
2022-08-11 20:00 | 3.141 | 3.141
2022-08-11 20:30 | 3.0544 | 3.0544
2022-08-11 21:00 | 2.7865 | 2.7865
2022-08-11 21:30 | 2.8401 | 2.8401
2022-08-11 22:00 | 2.5721 | 2.5721
2022-08-11 22:30 | 2.3578 | 2.3578
2022-08-11 23:00 | 2.1434 | 2.1434
2022-08-11 23:30 | 2.0363 | 2.0363
2022-08-12 | 1.9291 | 1.9291
2022-08-12 00:30 | 1.8755 | 1.8755
2022-08-12 01:00 | 1.8219 | 1.8219
2022-08-12 01:30 | 1.7683 | 1.7683
2022-08-12 02:00 | 1.7148 | 1.7148
2022-08-12 02:30 | 1.7148 | 1.7148
2022-08-12 03:00 | 1.7683 | 1.7683
2022-08-12 03:30 | 1.7148 | 1.7148
2022-08-12 04:00 | 1.7148 | 1.7148
2022-08-12 04:30 | 1.8177 | 1.8177
2022-08-12 05:00 | 1.8896 | 1.8896
2022-08-12 05:30 | 1.9529 | 1.9529
2022-08-12 06:00 | 2.0403 | 2.0403
2022-08-12 06:30 | 2.3578 | 2.3578
2022-08-12 07:00 | 2.5516 | 2.5516
2022-08-12 07:30 | 2.6938 | 2.6938
2022-08-12 08:00 | 2.7613 | 2.7613
2022-08-12 08:30 | 2.465 | 2.465
2022-08-12 09:00 | 2.6257 | 2.6257
2022-08-12 09:30 | 2.0899 | 2.0899
2022-08-12 10:00 | 2.197 | 2.197
2022-08-12 10:30 | 2.0899 | 2.0899
2022-08-12 11:00 | 2.0363 | 2.0363
2022-08-12 11:30 | 2.0899 | 2.0899
2022-08-12 12:00 | 1.9827 | 1.9827
2022-08-12 12:30 | 1.8755 | 1.8755
2022-08-12 13:00 | 1.8755 | 1.8755
2022-08-12 13:30 | 1.9291 | 1.9291
2022-08-12 14:00 | 2.0363 | 2.0363
2022-08-12 14:30 | 1.9827 | 1.9827
2022-08-12 15:00 | 2.0899 | 2.0899
2022-08-12 15:30 | 2.2523 | 2.2523
2022-08-12 16:00 | 2.2506 | 2.2506
2022-08-12 16:30 | 2.3578 | 2.3578
2022-08-12 17:00 | 2.5185 | 2.5185
2022-08-12 17:30 | 2.5721 | 2.5721
2022-08-12 18:00 | 2.6257 | 2.6257
2022-08-12 18:30 | 2.8936 | 2.8936
2022-08-12 19:00 | 2.9966 | 2.9966
2022-08-12 19:30 | 2.8401 | 2.8401
2022-08-12 20:00 | 2.7865 | 2.7865
2022-08-12 20:30 | 2.6394 | 2.6394
2022-08-12 21:00 | 2.5185 | 2.5185
2022-08-12 21:30 | 2.465 | 2.465
2022-08-12 22:00 | 2.3578 | 2.3578
2022-08-12 22:30 | 2.3042 | 2.3042
2022-08-12 23:00 | 2.0344 | 2.0344
2022-08-12 23:30 | 1.85 | 1.85
2022-08-13 | 1.9291 | 1.9291
2022-08-13 00:30 | 1.7683 | 1.7683
2022-08-13 01:00 | 1.7683 | 1.7683
2022-08-13 01:30 | 1.7683 | 1.7683
2022-08-13 02:00 | 1.7683 | 1.7683
2022-08-13 02:30 | 1.6076 | 1.6076
2022-08-13 03:00 | 1.6612 | 1.6612
2022-08-13 03:30 | 1.7148 | 1.7148
2022-08-13 04:00 | 1.7148 | 1.7148
2022-08-13 04:30 | 1.7148 | 1.7148
2022-08-13 05:00 | 1.8219 | 1.8219
2022-08-13 05:30 | 1.9291 | 1.9291
2022-08-13 06:00 | 1.9291 | 1.9291
2022-08-13 06:30 | 2.1434 | 2.1434
2022-08-13 07:00 | 2.0899 | 2.0899
2022-08-13 07:30 | 2.2506 | 2.2506
2022-08-13 08:00 | 2.2506 | 2.2506
2022-08-13 08:30 | 2.0899 | 2.0899
2022-08-13 09:00 | 2.0363 | 2.0363
2022-08-13 09:30 | 1.7148 | 1.7148
2022-08-13 10:00 | 1.554 | 1.554
2022-08-13 10:30 | 1.3397 | 1.3397
2022-08-13 11:00 | 1.2861 | 1.2861
2022-08-13 11:30 | 1.1789 | 1.1789
2022-08-13 12:00 | 1.1253 | 1.1253
2022-08-13 12:30 | 1.1253 | 1.1253
2022-08-13 13:00 | 1.0717 | 1.0717
2022-08-13 13:30 | 1.1789 | 1.1789
2022-08-13 14:00 | 1.1253 | 1.1253
2022-08-13 14:30 | 1.2325 | 1.2325
2022-08-13 15:00 | 1.3932 | 1.3932
2022-08-13 15:30 | 1.3932 | 1.3932
2022-08-13 16:00 | 1.7148 | 1.7148
2022-08-13 16:30 | 1.8755 | 1.8755
2022-08-13 17:00 | 2.1434 | 2.1434
2022-08-13 17:30 | 2.4114 | 2.4114
2022-08-13 18:00 | 2.5185 | 2.5185
2022-08-13 18:30 | 2.8936 | 2.8936
2022-08-13 19:00 | 3.0544 | 3.0544
2022-08-13 19:30 | 2.9472 | 2.9472
2022-08-13 20:00 | 2.7865 | 2.7865
2022-08-13 20:30 | 2.6257 | 2.6257
2022-08-13 21:00 | 2.5185 | 2.5185
2022-08-13 21:30 | 2.465 | 2.465
2022-08-13 22:00 | 2.4114 | 2.4114
2022-08-13 22:30 | 2.3042 | 2.3042
2022-08-13 23:00 | 2.0363 | 2.0363
2022-08-13 23:30 | 1.9291 | 1.9291
2022-08-14 | 1.9291 | 1.9291
2022-08-14 00:30 | 1.8755 | 1.8755
2022-08-14 01:00 | 1.7683 | 1.7683
2022-08-14 01:30 | 1.7683 | 1.7683
2022-08-14 02:00 | 1.9291 | 1.9291
2022-08-14 02:30 | 1.7683 | 1.7683
2022-08-14 03:00 | 1.7683 | 1.7683
2022-08-14 03:30 | 1.8219 | 1.8219
2022-08-14 04:00 | 1.7148 | 1.7148
2022-08-14 04:30 | 1.8219 | 1.8219
2022-08-14 05:00 | 1.8755 | 1.8755
2022-08-14 05:30 | 1.9827 | 1.9827
2022-08-14 06:00 | 1.9827 | 1.9827
2022-08-14 06:30 | 2.2506 | 2.2506
2022-08-14 07:00 | 2.2506 | 2.2506
2022-08-14 07:30 | 2.3578 | 2.3578
2022-08-14 08:00 | 2.4114 | 2.4114
2022-08-14 08:30 | 2.197 | 2.197
2022-08-14 09:00 | 2.1732 | 2.1732
2022-08-14 09:30 | 1.7683 | 1.7683
2022-08-14 10:00 | 1.6612 | 1.6612
2022-08-14 10:30 | 1.5004 | 1.5004
2022-08-14 11:00 | 1.2908 | 1.2908
2022-08-14 11:30 | 1.2325 | 1.2325
2022-08-14 12:00 | 1.0181 | 1.0181
2022-08-14 12:30 | 1.0181 | 1.0181
2022-08-14 13:00 | 1.1253 | 1.1253
2022-08-14 13:30 | 1.2325 | 1.2325
2022-08-14 14:00 | 1.2325 | 1.2325
2022-08-14 14:30 | 1.2325 | 1.2325
2022-08-14 15:00 | 1.4985 | 1.4985
2022-08-14 15:30 | 1.6076 | 1.6076
2022-08-14 16:00 | 1.7683 | 1.7683
2022-08-14 16:30 | 1.9291 | 1.9291
2022-08-14 17:00 | 2.197 | 2.197
2022-08-14 17:30 | 2.465 | 2.465
2022-08-14 18:00 | 2.8936 | 2.8936
2022-08-14 18:30 | 3.0544 | 3.0544
2022-08-14 19:00 | 3.2687 | 3.2687
2022-08-14 19:30 | 3.2152 | 3.2152
2022-08-14 20:00 | 3.108 | 3.108
2022-08-14 20:30 | 2.7865 | 2.7865
2022-08-14 21:00 | 2.6793 | 2.6793
2022-08-14 21:30 | 2.7329 | 2.7329
2022-08-14 22:00 | 2.5185 | 2.5185
2022-08-14 22:30 | 2.3042 | 2.3042
2022-08-14 23:00 | 2.197 | 2.197
2022-08-14 23:30 | 2.0899 | 2.0899
2022-08-15 | 2.0363 | 2.0363
2022-08-15 00:30 | 2.0363 | 2.0363
2022-08-15 01:00 | 1.9291 | 1.9291
2022-08-15 01:30 | 1.8219 | 1.8219
2022-08-15 02:00 | 1.8755 | 1.8755
2022-08-15 02:30 | 1.8755 | 1.8755
2022-08-15 03:00 | 1.8755 | 1.8755
2022-08-15 03:30 | 1.8615 | 1.8615
2022-08-15 04:00 | 1.9827 | 1.9827
2022-08-15 04:30 | 2.0899 | 2.0899
2022-08-15 05:00 | 2.197 | 2.197
2022-08-15 05:30 | 2.3578 | 2.3578
2022-08-15 06:00 | 2.5721 | 2.5721
2022-08-15 06:30 | 3.0544 | 3.0544
2022-08-15 07:00 | 3.2152 | 3.2152
2022-08-15 07:30 | 3.4831 | 3.4831
2022-08-15 08:00 | 3.2687 | 3.2687
2022-08-15 08:30 | 2.6257 | 2.6257
2022-08-15 09:00 | 2.5185 | 2.5185
2022-08-15 09:30 | 2.3042 | 2.3042
2022-08-15 10:00 | 1.8755 | 1.8755
2022-08-15 10:30 | 1.6076 | 1.6076
2022-08-15 11:00 | 1.4468 | 1.4468
2022-08-15 11:30 | 1.3932 | 1.3932
2022-08-15 12:00 | 1.3932 | 1.3932
2022-08-15 12:30 | 1.4468 | 1.4468
2022-08-15 13:00 | 1.4468 | 1.4468
2022-08-15 13:30 | 1.3932 | 1.3932
2022-08-15 14:00 | 1.3932 | 1.3932
2022-08-15 14:30 | 1.4988 | 1.4988
2022-08-15 15:00 | 1.554 | 1.554
2022-08-15 15:30 | 1.7683 | 1.7683
2022-08-15 16:00 | 1.9827 | 1.9827
2022-08-15 16:30 | 2.197 | 2.197
2022-08-15 17:00 | 2.465 | 2.465
2022-08-15 17:30 | 2.7329 | 2.7329
2022-08-15 18:00 | 2.9472 | 2.9472
2022-08-15 18:30 | 3.108 | 3.108
2022-08-15 19:00 | 3.2152 | 3.2152
2022-08-15 19:30 | 3.2687 | 3.2687
2022-08-15 20:00 | 3.108 | 3.108
2022-08-15 20:30 | 2.8401 | 2.8401
2022-08-15 21:00 | 2.7865 | 2.7865
2022-08-15 21:30 | 2.6257 | 2.6257
2022-08-15 22:00 | 2.6793 | 2.6793
2022-08-15 22:30 | 2.3042 | 2.3042
2022-08-15 23:00 | 2.197 | 2.197
2022-08-15 23:30 | 2.0899 | 2.0899
2022-08-16 | 1.9827 | 1.9827
2022-08-16 00:30 | 1.9291 | 1.9291
2022-08-16 01:00 | 1.8755 | 1.8755
2022-08-16 01:30 | 1.9291 | 1.9291
2022-08-16 02:00 | 1.8219 | 1.8219
2022-08-16 02:30 | 1.8219 | 1.8219
2022-08-16 03:00 | 1.8755 | 1.8755
2022-08-16 03:30 | 1.9827 | 1.9827
2022-08-16 04:00 | 1.8755 | 1.8755
2022-08-16 04:30 | 1.9827 | 1.9827
2022-08-16 05:00 | 2.197 | 2.197
2022-08-16 05:30 | 2.465 | 2.465
2022-08-16 06:00 | 2.7329 | 2.7329
2022-08-16 06:30 | 3.0544 | 3.0544
2022-08-16 07:00 | 3.1616 | 3.1616
2022-08-16 07:30 | 3.3759 | 3.3759
2022-08-16 08:00 | 3.108 | 3.108
2022-08-16 08:30 | 2.8401 | 2.8401
2022-08-16 09:00 | 2.3578 | 2.3578
2022-08-16 09:30 | 1.9827 | 1.9827
2022-08-16 10:00 | 1.8755 | 1.8755
2022-08-16 10:30 | 1.5004 | 1.5004
2022-08-16 11:00 | 1.3932 | 1.3932
2022-08-16 11:30 | 1.4468 | 1.4468
2022-08-16 12:00 | 1.3129 | 1.3129
2022-08-16 12:30 | 1.3397 | 1.3397
2022-08-16 13:00 | 1.3397 | 1.3397
2022-08-16 13:30 | 1.3397 | 1.3397
2022-08-16 14:00 | 1.3397 | 1.3397
2022-08-16 14:30 | 1.3932 | 1.3932
2022-08-16 15:00 | 1.3397 | 1.3397
2022-08-16 15:30 | 1.7148 | 1.7148
2022-08-16 16:00 | 1.7148 | 1.7148
2022-08-16 16:30 | 2.0363 | 2.0363
2022-08-16 17:00 | 2.3042 | 2.3042
2022-08-16 17:30 | 2.5721 | 2.5721
2022-08-16 18:00 | 2.8401 | 2.8401
2022-08-16 18:30 | 2.9565 | 2.9565
2022-08-16 19:00 | 3.3005 | 3.3005
2022-08-16 19:30 | 3.26 | 3.26
2022-08-16 20:00 | 3.073 | 3.073
2022-08-16 20:30 | 2.8978 | 2.8978
2022-08-16 21:00 | 2.7329 | 2.7329
2022-08-16 21:30 | 2.7329 | 2.7329
2022-08-16 22:00 | 2.6257 | 2.6257
2022-08-16 22:30 | 2.3042 | 2.3042
2022-08-16 23:00 | 2.197 | 2.197
2022-08-16 23:30 | 2.0899 | 2.0899
2022-08-17 | 1.9827 | 1.9827
2022-08-17 00:30 | 1.8755 | 1.8755
2022-08-17 01:00 | 1.9827 | 1.9827
2022-08-17 01:30 | 1.9291 | 1.9291
2022-08-17 02:00 | 1.8755 | 1.8755
2022-08-17 02:30 | 1.8755 | 1.8755
2022-08-17 03:00 | 1.9827 | 1.9827
2022-08-17 03:30 | 1.8219 | 1.8219
2022-08-17 04:00 | 1.9827 | 1.9827
2022-08-17 04:30 | 2.1434 | 2.1434
2022-08-17 05:00 | 2.3042 | 2.3042
2022-08-17 05:30 | 2.4114 | 2.4114
2022-08-17 06:00 | 2.6793 | 2.6793
2022-08-17 06:30 | 2.9472 | 2.9472
2022-08-17 07:00 | 3.1616 | 3.1616
2022-08-17 07:30 | 3.3759 | 3.3759
2022-08-17 08:00 | 3.0008 | 3.0008
2022-08-17 08:30 | 2.465 | 2.465
2022-08-17 09:00 | 2.2506 | 2.2506
2022-08-17 09:30 | 1.9827 | 1.9827
2022-08-17 10:00 | 1.7148 | 1.7148
2022-08-17 10:30 | 1.554 | 1.554
2022-08-17 11:00 | 1.3032 | 1.3032
2022-08-17 11:30 | 1.2325 | 1.2325
2022-08-17 12:00 | 1.2861 | 1.2861
2022-08-17 12:30 | 1.1253 | 1.1253
2022-08-17 13:00 | 1.1789 | 1.1789
2022-08-17 13:30 | 1.1789 | 1.1789
2022-08-17 14:00 | 1.2861 | 1.2861
2022-08-17 14:30 | 1.2325 | 1.2325
2022-08-17 15:00 | 1.3932 | 1.3932
2022-08-17 15:30 | 1.6076 | 1.6076
2022-08-17 16:00 | 1.8219 | 1.8219
2022-08-17 16:30 | 1.9291 | 1.9291
2022-08-17 17:00 | 2.1434 | 2.1434
2022-08-17 17:30 | 2.4892 | 2.4892
2022-08-17 18:00 | 2.5185 | 2.5185
2022-08-17 18:30 | 2.8936 | 2.8936
2022-08-17 19:00 | 3.2009 | 3.2009
2022-08-17 19:30 | 3.1616 | 3.1616
2022-08-17 20:00 | 2.9472 | 2.9472
2022-08-17 20:30 | 2.8936 | 2.8936
2022-08-17 21:00 | 2.7865 | 2.7865
2022-08-17 21:30 | 2.7865 | 2.7865
2022-08-17 22:00 | 2.5185 | 2.5185
2022-08-17 22:30 | 2.3578 | 2.3578
2022-08-17 23:00 | 2.197 | 2.197
2022-08-17 23:30 | 2.0899 | 2.0899
2022-08-18 | 1.9827 | 1.9827
2022-08-18 00:30 | 1.9827 | 1.9827
2022-08-18 01:00 | 1.9291 | 1.9291
2022-08-18 01:30 | 1.8755 | 1.8755
2022-08-18 02:00 | 1.8755 | 1.8755
2022-08-18 02:30 | 1.8219 | 1.8219
2022-08-18 03:00 | 1.8755 | 1.8755
2022-08-18 03:30 | 1.8219 | 1.8219
2022-08-18 04:00 | 1.8755 | 1.8755
2022-08-18 04:30 | 2.0363 | 2.0363
2022-08-18 05:00 | 2.1434 | 2.1434
2022-08-18 05:30 | 2.4114 | 2.4114
2022-08-18 06:00 | 2.6793 | 2.6793
2022-08-18 06:30 | 2.8936 | 2.8936
2022-08-18 07:00 | 3.1616 | 3.1616
2022-08-18 07:30 | 3.3759 | 3.3759
2022-08-18 08:00 | 3.0008 | 3.0008
2022-08-18 08:30 | 2.6793 | 2.6793
2022-08-18 09:00 | 2.3042 | 2.3042
2022-08-18 09:30 | 1.8755 | 1.8755
2022-08-18 10:00 | 1.7148 | 1.7148
2022-08-18 10:30 | 1.3397 | 1.3397
2022-08-18 11:00 | 1.3397 | 1.3397
2022-08-18 11:30 | 1.1253 | 1.1253
2022-08-18 12:00 | 1.1253 | 1.1253
2022-08-18 12:30 | 1.2861 | 1.2861
2022-08-18 13:00 | 1.0717 | 1.0717
2022-08-18 13:30 | 1.1253 | 1.1253
2022-08-18 14:00 | 1.3397 | 1.3397
2022-08-18 14:30 | 1.2861 | 1.2861
2022-08-18 15:00 | 1.554 | 1.554
2022-08-18 15:30 | 1.6612 | 1.6612
2022-08-18 16:00 | 1.7683 | 1.7683
2022-08-18 16:30 | 2.0899 | 2.0899
2022-08-18 17:00 | 2.3042 | 2.3042
2022-08-18 17:30 | 2.6257 | 2.6257
2022-08-18 18:00 | 2.7865 | 2.7865
2022-08-18 18:30 | 3.0544 | 3.0544
2022-08-18 19:00 | 3.2152 | 3.2152
2022-08-18 19:30 | 3.0355 | 3.0355
2022-08-18 20:00 | 3.0442 | 3.0442
2022-08-18 20:30 | 2.7865 | 2.7865
2022-08-18 21:00 | 2.7329 | 2.7329
2022-08-18 21:30 | 2.7329 | 2.7329
2022-08-18 22:00 | 2.4114 | 2.4114
2022-08-18 22:30 | 2.3042 | 2.3042
2022-08-18 23:00 | 2.0899 | 2.0899
2022-08-18 23:30 | 2.0363 | 2.0363
2022-08-19 | 1.9291 | 1.9291
2022-08-19 00:30 | 1.8219 | 1.8219
2022-08-19 01:00 | 1.8219 | 1.8219
2022-08-19 01:30 | 1.7683 | 1.7683
2022-08-19 02:00 | 1.9291 | 1.9291
2022-08-19 02:30 | 1.7148 | 1.7148
2022-08-19 03:00 | 1.8219 | 1.8219
2022-08-19 03:30 | 1.9291 | 1.9291
2022-08-19 04:00 | 1.8219 | 1.8219
2022-08-19 04:30 | 2.0363 | 2.0363
2022-08-19 05:00 | 2.197 | 2.197
2022-08-19 05:30 | 2.3042 | 2.3042
2022-08-19 06:00 | 2.465 | 2.465
2022-08-19 06:30 | 2.7865 | 2.7865
2022-08-19 07:00 | 3.0008 | 3.0008
2022-08-19 07:30 | 3.1616 | 3.1616
2022-08-19 08:00 | 3.0544 | 3.0544
2022-08-19 08:30 | 2.5721 | 2.5721
2022-08-19 09:00 | 2.3042 | 2.3042
2022-08-19 09:30 | 1.9827 | 1.9827
2022-08-19 10:00 | 1.7148 | 1.7148
2022-08-19 10:30 | 1.5004 | 1.5004
2022-08-19 11:00 | 1.4468 | 1.4468
2022-08-19 11:30 | 1.2325 | 1.2325
2022-08-19 12:00 | 1.3397 | 1.3397
2022-08-19 12:30 | 1.2325 | 1.2325
2022-08-19 13:00 | 1.3397 | 1.3397
2022-08-19 13:30 | 1.4468 | 1.4468
2022-08-19 14:00 | 1.4468 | 1.4468
2022-08-19 14:30 | 1.5004 | 1.5004
2022-08-19 15:00 | 1.554 | 1.554
2022-08-19 15:30 | 1.8755 | 1.8755
2022-08-19 16:00 | 2.0899 | 2.0899
2022-08-19 16:30 | 2.197 | 2.197
2022-08-19 17:00 | 2.3042 | 2.3042
2022-08-19 17:30 | 2.6793 | 2.6793
2022-08-19 18:00 | 2.7329 | 2.7329
2022-08-19 18:30 | 2.6793 | 2.6793
2022-08-19 19:00 | 2.9472 | 2.9472
2022-08-19 19:30 | 2.8936 | 2.8936
2022-08-19 20:00 | 2.8401 | 2.8401
2022-08-19 20:30 | 2.5721 | 2.5721
2022-08-19 21:00 | 2.5185 | 2.5185
2022-08-19 21:30 | 2.5721 | 2.5721
2022-08-19 22:00 | 2.3042 | 2.3042
2022-08-19 22:30 | 2.1434 | 2.1434
2022-08-19 23:00 | 2.0899 | 2.0899
2022-08-19 23:30 | 1.8755 | 1.8755
2022-08-20 | 1.8755 | 1.8755
2022-08-20 00:30 | 1.8755 | 1.8755
2022-08-20 01:00 | 1.7683 | 1.7683
2022-08-20 01:30 | 1.7683 | 1.7683
2022-08-20 02:00 | 1.7683 | 1.7683
2022-08-20 02:30 | 1.7683 | 1.7683
2022-08-20 03:00 | 1.8219 | 1.8219
2022-08-20 03:30 | 1.7683 | 1.7683
2022-08-20 04:00 | 1.6612 | 1.6612
2022-08-20 04:30 | 1.7683 | 1.7683
2022-08-20 05:00 | 1.9827 | 1.9827
2022-08-20 05:30 | 1.9291 | 1.9291
2022-08-20 06:00 | 2.0363 | 2.0363
2022-08-20 06:30 | 2.0899 | 2.0899
2022-08-20 07:00 | 2.197 | 2.197
2022-08-20 07:30 | 2.3042 | 2.3042
2022-08-20 08:00 | 2.3042 | 2.3042
2022-08-20 08:30 | 2.0899 | 2.0899
2022-08-20 09:00 | 1.8755 | 1.8755
2022-08-20 09:30 | 1.6612 | 1.6612
2022-08-20 10:00 | 1.4468 | 1.4468
2022-08-20 10:30 | 1.2861 | 1.2861
2022-08-20 11:00 | 1.1253 | 1.1253
2022-08-20 11:30 | 1.0181 | 1.0181
2022-08-20 12:00 | 1.0181 | 1.0181
2022-08-20 12:30 | 1.0181 | 1.0181
2022-08-20 13:00 | 0.96455 | 0.96455
2022-08-20 13:30 | 0.96787 | 0.96787
2022-08-20 14:00 | 1.0713 | 1.0713
2022-08-20 14:30 | 1.0393 | 1.0393
2022-08-20 15:00 | 1.2325 | 1.2325
2022-08-20 15:30 | 1.3932 | 1.3932
2022-08-20 16:00 | 1.6076 | 1.6076
2022-08-20 16:30 | 1.7148 | 1.7148
2022-08-20 17:00 | 1.9827 | 1.9827
2022-08-20 17:30 | 2.3578 | 2.3578
2022-08-20 18:00 | 2.5185 | 2.5185
2022-08-20 18:30 | 2.7329 | 2.7329
2022-08-20 19:00 | 2.7329 | 2.7329
2022-08-20 19:30 | 2.8401 | 2.8401
2022-08-20 20:00 | 2.6793 | 2.6793
2022-08-20 20:30 | 2.465 | 2.465
2022-08-20 21:00 | 2.465 | 2.465
2022-08-20 21:30 | 2.5185 | 2.5185
2022-08-20 22:00 | 2.3578 | 2.3578
2022-08-20 22:30 | 2.0899 | 2.0899
2022-08-20 23:00 | 2.0899 | 2.0899
2022-08-20 23:30 | 1.9827 | 1.9827
2022-08-21 | 1.8755 | 1.8755
2022-08-21 00:30 | 1.8755 | 1.8755
2022-08-21 01:00 | 1.8219 | 1.8219
2022-08-21 01:30 | 1.7462 | 1.7462
2022-08-21 02:00 | 1.7148 | 1.7148
2022-08-21 02:30 | 1.6612 | 1.6612
2022-08-21 03:00 | 1.7148 | 1.7148
2022-08-21 03:30 | 1.7148 | 1.7148
2022-08-21 04:00 | 1.7683 | 1.7683
2022-08-21 04:30 | 1.8755 | 1.8755
2022-08-21 05:00 | 1.9291 | 1.9291
2022-08-21 05:30 | 2.0899 | 2.0899
2022-08-21 06:00 | 2.0363 | 2.0363
2022-08-21 06:30 | 2.0899 | 2.0899
2022-08-21 07:00 | 2.197 | 2.197
2022-08-21 07:30 | 2.1434 | 2.1434
2022-08-21 08:00 | 2.0899 | 2.0899
2022-08-21 08:30 | 2.0899 | 2.0899
2022-08-21 09:00 | 1.7683 | 1.7683
2022-08-21 09:30 | 1.6076 | 1.6076
2022-08-21 10:00 | 1.4468 | 1.4468
2022-08-21 10:30 | 1.1253 | 1.1253
2022-08-21 11:00 | 1.1253 | 1.1253
2022-08-21 11:30 | 1.2325 | 1.2325
2022-08-21 12:00 | 1.0717 | 1.0717
2022-08-21 12:30 | 1.0717 | 1.0717
2022-08-21 13:00 | 1.0181 | 1.0181
2022-08-21 13:30 | 1.1253 | 1.1253
2022-08-21 14:00 | 1.1789 | 1.1789
2022-08-21 14:30 | 1.2861 | 1.2861
2022-08-21 15:00 | 1.3397 | 1.3397
2022-08-21 15:30 | 1.554 | 1.554
2022-08-21 16:00 | 1.7683 | 1.7683
2022-08-21 16:30 | 2.0363 | 2.0363
2022-08-21 17:00 | 2.3042 | 2.3042
2022-08-21 17:30 | 2.6257 | 2.6257
2022-08-21 18:00 | 2.8401 | 2.8401
2022-08-21 18:30 | 3.0008 | 3.0008
2022-08-21 19:00 | 3.2152 | 3.2152
2022-08-21 19:30 | 3.0544 | 3.0544
2022-08-21 20:00 | 2.9472 | 2.9472
2022-08-21 20:30 | 2.8401 | 2.8401
2022-08-21 21:00 | 2.6257 | 2.6257
2022-08-21 21:30 | 2.7329 | 2.7329
2022-08-21 22:00 | 2.3042 | 2.3042
2022-08-21 22:30 | 2.1434 | 2.1434
2022-08-21 23:00 | 2.0899 | 2.0899
2022-08-21 23:30 | 1.8755 | 1.8755
2022-08-22 | 1.8755 | 1.8755
2022-08-22 00:30 | 1.8219 | 1.8219
2022-08-22 01:00 | 1.7148 | 1.7148
2022-08-22 01:30 | 1.7683 | 1.7683
2022-08-22 02:00 | 1.7148 | 1.7148
2022-08-22 02:30 | 1.6612 | 1.6612
2022-08-22 03:00 | 1.8755 | 1.8755
2022-08-22 03:30 | 1.7683 | 1.7683
2022-08-22 04:00 | 1.7148 | 1.7148
2022-08-22 04:30 | 1.8755 | 1.8755
2022-08-22 05:00 | 1.8755 | 1.8755
2022-08-22 05:30 | 2.1434 | 2.1434
2022-08-22 06:00 | 2.4114 | 2.4114
2022-08-22 06:30 | 2.6257 | 2.6257
2022-08-22 07:00 | 2.8401 | 2.8401
2022-08-22 07:30 | 2.8401 | 2.8401
2022-08-22 08:00 | 2.7329 | 2.7329
2022-08-22 08:30 | 2.2506 | 2.2506
2022-08-22 09:00 | 1.8755 | 1.8755
2022-08-22 09:30 | 1.7148 | 1.7148
2022-08-22 10:00 | 1.6612 | 1.6612
2022-08-22 10:30 | 1.6076 | 1.6076
2022-08-22 11:00 | 1.4468 | 1.4468
2022-08-22 11:30 | 1.3397 | 1.3397
2022-08-22 12:00 | 1.3397 | 1.3397
2022-08-22 12:30 | 1.3932 | 1.3932
2022-08-22 13:00 | 1.3932 | 1.3932
2022-08-22 13:30 | 1.3932 | 1.3932
2022-08-22 14:00 | 1.7148 | 1.7148
2022-08-22 14:30 | 1.8219 | 1.8219
2022-08-22 15:00 | 1.8755 | 1.8755
2022-08-22 15:30 | 2.0363 | 2.0363
2022-08-22 16:00 | 2.2506 | 2.2506
2022-08-22 16:30 | 2.5185 | 2.5185
2022-08-22 17:00 | 2.8936 | 2.8936
2022-08-22 17:30 | 2.9472 | 2.9472
2022-08-22 18:00 | 3.1616 | 3.1616
2022-08-22 18:30 | 3.2687 | 3.2687
2022-08-22 19:00 | 3.5367 | 3.5367
2022-08-22 19:30 | 3.4831 | 3.4831
2022-08-22 20:00 | 3.2152 | 3.2152
2022-08-22 20:30 | 3.0019 | 3.0019
2022-08-22 21:00 | 2.7329 | 2.7329
2022-08-22 21:30 | 2.7329 | 2.7329
2022-08-22 22:00 | 2.465 | 2.465
2022-08-22 22:30 | 2.197 | 2.197
2022-08-22 23:00 | 2.0899 | 2.0899
2022-08-22 23:30 | 1.9291 | 1.9291
2022-08-23 | 1.8755 | 1.8755
2022-08-23 00:30 | 1.8219 | 1.8219
2022-08-23 01:00 | 1.7683 | 1.7683
2022-08-23 01:30 | 1.6612 | 1.6612
2022-08-23 02:00 | 1.7148 | 1.7148
2022-08-23 02:30 | 1.8219 | 1.8219
2022-08-23 03:00 | 1.7148 | 1.7148
2022-08-23 03:30 | 1.6612 | 1.6612
2022-08-23 04:00 | 1.8219 | 1.8219
2022-08-23 04:30 | 1.8755 | 1.8755
2022-08-23 05:00 | 1.9291 | 1.9291
2022-08-23 05:30 | 2.197 | 2.197
2022-08-23 06:00 | 2.3578 | 2.3578
2022-08-23 06:30 | 2.5185 | 2.5185
2022-08-23 07:00 | 2.7865 | 2.7865
2022-08-23 07:30 | 2.7865 | 2.7865
2022-08-23 08:00 | 2.5185 | 2.5185
2022-08-23 08:30 | 2.3042 | 2.3042
2022-08-23 09:00 | 2.0899 | 2.0899
2022-08-23 09:30 | 1.8219 | 1.8219
2022-08-23 10:00 | 1.554 | 1.554
2022-08-23 10:30 | 1.6076 | 1.6076
2022-08-23 11:00 | 1.4468 | 1.4468
2022-08-23 11:30 | 1.3397 | 1.3397
2022-08-23 12:00 | 1.2325 | 1.2325
2022-08-23 12:30 | 1.1253 | 1.1253
2022-08-23 13:00 | 1.1253 | 1.1253
2022-08-23 13:30 | 1.2325 | 1.2325
2022-08-23 14:00 | 1.2861 | 1.2861
2022-08-23 14:30 | 1.2325 | 1.2325
2022-08-23 15:00 | 1.3397 | 1.3397
2022-08-23 15:30 | 1.6612 | 1.6612
2022-08-23 16:00 | 1.7683 | 1.7683
2022-08-23 16:30 | 2.0363 | 2.0363
2022-08-23 17:00 | 2.0899 | 2.0899
2022-08-23 17:30 | 2.4114 | 2.4114
2022-08-23 18:00 | 2.6257 | 2.6257
2022-08-23 18:30 | 2.8401 | 2.8401
2022-08-23 19:00 | 3.2687 | 3.2687
2022-08-23 19:30 | 3.1616 | 3.1616
2022-08-23 20:00 | 3.0544 | 3.0544
2022-08-23 20:30 | 2.9472 | 2.9472
2022-08-23 21:00 | 2.7263 | 2.7263
2022-08-23 21:30 | 2.7329 | 2.7329
2022-08-23 22:00 | 2.5185 | 2.5185
2022-08-23 22:30 | 2.3042 | 2.3042
2022-08-23 23:00 | 2.197 | 2.197
2022-08-23 23:30 | 2.0363 | 2.0363
2022-08-24 | 1.9827 | 1.9827
2022-08-24 00:30 | 1.8755 | 1.8755
2022-08-24 01:00 | 1.8219 | 1.8219
2022-08-24 01:30 | 1.7683 | 1.7683
2022-08-24 02:00 | 1.7683 | 1.7683
2022-08-24 02:30 | 1.8219 | 1.8219
2022-08-24 03:00 | 1.8219 | 1.8219
2022-08-24 03:30 | 1.7683 | 1.7683
2022-08-24 04:00 | 1.8755 | 1.8755
2022-08-24 04:30 | 1.9827 | 1.9827
2022-08-24 05:00 | 2.1434 | 2.1434
2022-08-24 05:30 | 2.3578 | 2.3578
2022-08-24 06:00 | 2.6793 | 2.6793
2022-08-24 06:30 | 3.0026 | 3.0026
2022-08-24 07:00 | 3.3223 | 3.3223
2022-08-24 07:30 | 3.2687 | 3.2687
2022-08-24 08:00 | 3.108 | 3.108
2022-08-24 08:30 | 2.6257 | 2.6257
2022-08-24 09:00 | 2.4114 | 2.4114
2022-08-24 09:30 | 1.9827 | 1.9827
2022-08-24 10:00 | 1.7683 | 1.7683
2022-08-24 10:30 | 1.4468 | 1.4468
2022-08-24 11:00 | 1.5095 | 1.5095
2022-08-24 11:30 | 1.3397 | 1.3397
2022-08-24 12:00 | 1.3397 | 1.3397
2022-08-24 12:30 | 1.1253 | 1.1253
2022-08-24 13:00 | 1.1253 | 1.1253
2022-08-24 13:30 | 1.2325 | 1.2325
2022-08-24 14:00 | 1.0717 | 1.0717
2022-08-24 14:30 | 1.1253 | 1.1253
2022-08-24 15:00 | 1.1789 | 1.1789
2022-08-24 15:30 | 1.2861 | 1.2861
2022-08-24 16:00 | 1.6612 | 1.6612
2022-08-24 16:30 | 1.8755 | 1.8755
2022-08-24 17:00 | 2.0899 | 2.0899
2022-08-24 17:30 | 2.3042 | 2.3042
2022-08-24 18:00 | 2.7269 | 2.7269
2022-08-24 18:30 | 3.2687 | 3.2687
2022-08-24 19:00 | 3.4295 | 3.4295
2022-08-24 19:30 | 3.4831 | 3.4831
2022-08-24 20:00 | 3.3759 | 3.3759
2022-08-24 20:30 | 3.3223 | 3.3223
2022-08-24 21:00 | 3.0544 | 3.0544
2022-08-24 21:30 | 3.0141 | 3.0141
2022-08-24 22:00 | 2.7865 | 2.7865
2022-08-24 22:30 | 2.465 | 2.465
2022-08-24 23:00 | 2.3042 | 2.3042
2022-08-24 23:30 | 2.3042 | 2.3042
2022-08-25 | 2.1434 | 2.1434
2022-08-25 00:30 | 2.0899 | 2.0899
2022-08-25 01:00 | 2.0899 | 2.0899
2022-08-25 01:30 | 1.9291 | 1.9291
2022-08-25 02:00 | 1.9827 | 1.9827
2022-08-25 02:30 | 1.9291 | 1.9291
2022-08-25 03:00 | 2.0363 | 2.0363
2022-08-25 03:30 | 1.9827 | 1.9827
2022-08-25 04:00 | 2.0899 | 2.0899
2022-08-25 04:30 | 2.3042 | 2.3042
2022-08-25 05:00 | 2.3042 | 2.3042
2022-08-25 05:30 | 2.6257 | 2.6257
2022-08-25 06:00 | 2.6793 | 2.6793
2022-08-25 06:30 | 2.9472 | 2.9472
2022-08-25 07:00 | 3.4831 | 3.4831
2022-08-25 07:30 | 3.4831 | 3.4831
2022-08-25 08:00 | 3.2152 | 3.2152
2022-08-25 08:30 | 2.6257 | 2.6257
2022-08-25 09:00 | 2.2506 | 2.2506
2022-08-25 09:30 | 1.7306 | 1.7306
2022-08-25 10:00 | 1.7148 | 1.7148
2022-08-25 10:30 | 1.4468 | 1.4468
2022-08-25 11:00 | 1.3397 | 1.3397
2022-08-25 11:30 | 1.1253 | 1.1253
2022-08-25 12:00 | 1.1253 | 1.1253
2022-08-25 12:30 | 1.0717 | 1.0717
2022-08-25 13:00 | 1.0717 | 1.0717
2022-08-25 13:30 | 1.1253 | 1.1253
2022-08-25 14:00 | 1.0181 | 1.0181
2022-08-25 14:30 | 1.1253 | 1.1253
2022-08-25 15:00 | 1.2325 | 1.2325
2022-08-25 15:30 | 1.3932 | 1.3932
2022-08-25 16:00 | 1.8755 | 1.8755
2022-08-25 16:30 | 1.9827 | 1.9827
2022-08-25 17:00 | 2.3042 | 2.3042
2022-08-25 17:30 | 2.4114 | 2.4114
2022-08-25 18:00 | 2.7329 | 2.7329
2022-08-25 18:30 | 2.9472 | 2.9472
2022-08-25 19:00 | 3.1616 | 3.1616
2022-08-25 19:30 | 3.3759 | 3.3759
2022-08-25 20:00 | 3.1277 | 3.1277
2022-08-25 20:30 | 2.9472 | 2.9472
2022-08-25 21:00 | 2.8936 | 2.8936
2022-08-25 21:30 | 2.8401 | 2.8401
2022-08-25 22:00 | 2.7329 | 2.7329
2022-08-25 22:30 | 2.3578 | 2.3578
2022-08-25 23:00 | 2.3042 | 2.3042
2022-08-25 23:30 | 2.197 | 2.197
2022-08-26 | 2.0899 | 2.0899
2022-08-26 00:30 | 1.9827 | 1.9827
2022-08-26 01:00 | 1.9827 | 1.9827
2022-08-26 01:30 | 1.8755 | 1.8755
2022-08-26 02:00 | 1.9291 | 1.9291
2022-08-26 02:30 | 1.9827 | 1.9827
2022-08-26 03:00 | 1.8755 | 1.8755
2022-08-26 03:30 | 1.8755 | 1.8755
2022-08-26 04:00 | 1.9827 | 1.9827
2022-08-26 04:30 | 2.1434 | 2.1434
2022-08-26 05:00 | 2.2506 | 2.2506
2022-08-26 05:30 | 2.5185 | 2.5185
2022-08-26 06:00 | 2.7329 | 2.7329
2022-08-26 06:30 | 3.0544 | 3.0544
2022-08-26 07:00 | 3.1616 | 3.1616
2022-08-26 07:30 | 3.1616 | 3.1616
2022-08-26 08:00 | 3.1616 | 3.1616
2022-08-26 08:30 | 2.4667 | 2.4667
2022-08-26 09:00 | 2.3042 | 2.3042
2022-08-26 09:30 | 1.9273 | 1.9273
2022-08-26 10:00 | 1.66 | 1.66
2022-08-26 10:30 | 1.3952 | 1.3952
2022-08-26 11:00 | 1.1789 | 1.1789
2022-08-26 11:30 | 1.3397 | 1.3397
2022-08-26 12:00 | 1.2325 | 1.2325
2022-08-26 12:30 | 1.0181 | 1.0181
2022-08-26 13:00 | 1.1253 | 1.1253
2022-08-26 13:30 | 1.0181 | 1.0181
2022-08-26 14:00 | 1.1789 | 1.1789
2022-08-26 14:30 | 1.2325 | 1.2325
2022-08-26 15:00 | 1.3397 | 1.3397
2022-08-26 15:30 | 1.5995 | 1.5995
2022-08-26 16:00 | 1.6612 | 1.6612
2022-08-26 16:30 | 1.8755 | 1.8755
2022-08-26 17:00 | 2.197 | 2.197
2022-08-26 17:30 | 2.3578 | 2.3578
2022-08-26 18:00 | 2.6257 | 2.6257
2022-08-26 18:30 | 2.6257 | 2.6257
2022-08-26 19:00 | 2.9758 | 2.9758
2022-08-26 19:30 | 2.8936 | 2.8936
2022-08-26 20:00 | 2.7329 | 2.7329
2022-08-26 20:30 | 2.6257 | 2.6257
2022-08-26 21:00 | 2.5185 | 2.5185
2022-08-26 21:30 | 2.6257 | 2.6257
2022-08-26 22:00 | 2.5185 | 2.5185
2022-08-26 22:30 | 2.3042 | 2.3042
2022-08-26 23:00 | 2.2506 | 2.2506
2022-08-26 23:30 | 2.1434 | 2.1434
2022-08-27 | 2.0363 | 2.0363
2022-08-27 00:30 | 1.9827 | 1.9827
2022-08-27 01:00 | 1.8755 | 1.8755
2022-08-27 01:30 | 1.8219 | 1.8219
2022-08-27 02:00 | 1.7683 | 1.7683
2022-08-27 02:30 | 1.7683 | 1.7683
2022-08-27 03:00 | 1.7148 | 1.7148
2022-08-27 03:30 | 1.8219 | 1.8219
2022-08-27 04:00 | 1.8219 | 1.8219
2022-08-27 04:30 | 1.9827 | 1.9827
2022-08-27 05:00 | 2.0363 | 2.0363
2022-08-27 05:30 | 2.1434 | 2.1434
2022-08-27 06:00 | 2.2506 | 2.2506
2022-08-27 06:30 | 2.3042 | 2.3042
2022-08-27 07:00 | 2.465 | 2.465
2022-08-27 07:30 | 2.465 | 2.465
2022-08-27 08:00 | 2.4114 | 2.4114
2022-08-27 08:30 | 2.197 | 2.197
2022-08-27 09:00 | 1.7148 | 1.7148
2022-08-27 09:30 | 1.7684 | 1.7684
2022-08-27 10:00 | 1.3397 | 1.3397
2022-08-27 10:30 | 1.2861 | 1.2861
2022-08-27 11:00 | 1.4468 | 1.4468
2022-08-27 11:30 | 1.1789 | 1.1789
2022-08-27 12:00 | 1.7683 | 1.7683
2022-08-27 12:30 | 1.7683 | 1.7683
2022-08-27 13:00 | 1.7148 | 1.7148
2022-08-27 13:30 | 1.554 | 1.554
2022-08-27 14:00 | 1.7683 | 1.7683
2022-08-27 14:30 | 1.6076 | 1.6076
2022-08-27 15:00 | 1.7683 | 1.7683
2022-08-27 15:30 | 1.7683 | 1.7683
2022-08-27 16:00 | 1.9827 | 1.9827
2022-08-27 16:30 | 2.1434 | 2.1434
2022-08-27 17:00 | 2.2506 | 2.2506
2022-08-27 17:30 | 2.6257 | 2.6257
2022-08-27 18:00 | 2.7329 | 2.7329
2022-08-27 18:30 | 2.9472 | 2.9472
2022-08-27 19:00 | 3.1616 | 3.1616
2022-08-27 19:30 | 2.9472 | 2.9472
2022-08-27 20:00 | 2.8401 | 2.8401
2022-08-27 20:30 | 2.6257 | 2.6257
2022-08-27 21:00 | 2.6257 | 2.6257
2022-08-27 21:30 | 2.6257 | 2.6257
2022-08-27 22:00 | 2.4114 | 2.4114
2022-08-27 22:30 | 2.197 | 2.197
2022-08-27 23:00 | 2.0363 | 2.0363
2022-08-27 23:30 | 1.9827 | 1.9827
2022-08-28 | 1.8755 | 1.8755
2022-08-28 00:30 | 1.8755 | 1.8755
2022-08-28 01:00 | 1.7683 | 1.7683
2022-08-28 01:30 | 1.7683 | 1.7683
2022-08-28 02:00 | 1.7683 | 1.7683
2022-08-28 02:30 | 1.7148 | 1.7148
2022-08-28 03:00 | 1.7683 | 1.7683
2022-08-28 03:30 | 1.6612 | 1.6612
2022-08-28 04:00 | 1.7148 | 1.7148
2022-08-28 04:30 | 1.8219 | 1.8219
2022-08-28 05:00 | 1.8755 | 1.8755
2022-08-28 05:30 | 1.8219 | 1.8219
2022-08-28 06:00 | 1.8755 | 1.8755
2022-08-28 06:30 | 1.9291 | 1.9291
2022-08-28 07:00 | 2.0363 | 2.0363
2022-08-28 07:30 | 2.197 | 2.197
2022-08-28 08:00 | 2.0899 | 2.0899
2022-08-28 08:30 | 1.9827 | 1.9827
2022-08-28 09:00 | 1.8755 | 1.8755
2022-08-28 09:30 | 1.6076 | 1.6076
2022-08-28 10:00 | 1.5725 | 1.5725
2022-08-28 10:30 | 1.3863 | 1.3863
2022-08-28 11:00 | 1.3932 | 1.3932
2022-08-28 11:30 | 1.4468 | 1.4468
2022-08-28 12:00 | 1.5004 | 1.5004
2022-08-28 12:30 | 1.7554 | 1.7554
2022-08-28 13:00 | 2.1124 | 2.1124
2022-08-28 13:30 | 2.1555 | 2.1555
2022-08-28 14:00 | 2.2614 | 2.2614
2022-08-28 14:30 | 2.535 | 2.535
2022-08-28 15:00 | 2.4489 | 2.4489
2022-08-28 15:30 | 2.7862 | 2.7862
2022-08-28 16:00 | 3.1525 | 3.1525
2022-08-28 16:30 | 3.4961 | 3.4961
2022-08-28 17:00 | 3.5281 | 3.5281
2022-08-28 17:30 | 3.6438 | 3.6438
2022-08-28 18:00 | 3.8443 | 3.8443
2022-08-28 18:30 | 3.8057 | 3.8057
2022-08-28 19:00 | 4.0192 | 4.0192
2022-08-28 19:30 | 3.8766 | 3.8766
2022-08-28 20:00 | 3.6024 | 3.6024
2022-08-28 20:30 | 3.287 | 3.287
2022-08-28 21:00 | 3.1616 | 3.1616
2022-08-28 21:30 | 3.0774 | 3.0774
2022-08-28 22:00 | 2.9557 | 2.9557
2022-08-28 22:30 | 2.7329 | 2.7329
2022-08-28 23:00 | 2.5185 | 2.5185
2022-08-28 23:30 | 2.5185 | 2.5185
2022-08-29 | 2.339 | 2.339
2022-08-29 00:30 | 2.3042 | 2.3042
2022-08-29 01:00 | 2.1434 | 2.1434
2022-08-29 01:30 | 2.0363 | 2.0363
2022-08-29 02:00 | 2.1434 | 2.1434
2022-08-29 02:30 | 2.0363 | 2.0363
2022-08-29 03:00 | 2.0363 | 2.0363
2022-08-29 03:30 | 2.0363 | 2.0363
2022-08-29 04:00 | 2.0363 | 2.0363
2022-08-29 04:30 | 2.0363 | 2.0363
2022-08-29 05:00 | 2.3042 | 2.3042
2022-08-29 05:30 | 2.3042 | 2.3042
2022-08-29 06:00 | 2.3578 | 2.3578
2022-08-29 06:30 | 2.6257 | 2.6257
2022-08-29 07:00 | 2.5721 | 2.5721
2022-08-29 07:30 | 2.8401 | 2.8401
2022-08-29 08:00 | 2.8401 | 2.8401
2022-08-29 08:30 | 2.3042 | 2.3042
2022-08-29 09:00 | 2.1434 | 2.1434
2022-08-29 09:30 | 2.1434 | 2.1434
2022-08-29 10:00 | 1.9827 | 1.9827
2022-08-29 10:30 | 2.0899 | 2.0899
2022-08-29 11:00 | 2.5185 | 2.5185
2022-08-29 11:30 | 2.4114 | 2.4114
2022-08-29 12:00 | 2.465 | 2.465
2022-08-29 12:30 | 2.5185 | 2.5185
2022-08-29 13:00 | 2.4653 | 2.4653
2022-08-29 13:30 | 2.8401 | 2.8401
2022-08-29 14:00 | 2.9472 | 2.9472
2022-08-29 14:30 | 3.2152 | 3.2152
2022-08-29 15:00 | 3.2687 | 3.2687
2022-08-29 15:30 | 3.1616 | 3.1616
2022-08-29 16:00 | 3.751 | 3.751
2022-08-29 16:30 | 3.751 | 3.751
2022-08-29 17:00 | 3.9118 | 3.9118
2022-08-29 17:30 | 3.8582 | 3.8582
2022-08-29 18:00 | 4.0189 | 4.0189
2022-08-29 18:30 | 4.3405 | 4.3405
2022-08-29 19:00 | 3.8853 | 3.8853
2022-08-29 19:30 | 3.4831 | 3.4831
2022-08-29 20:00 | 3.2687 | 3.2687
2022-08-29 20:30 | 3.1616 | 3.1616
2022-08-29 21:00 | 2.8401 | 2.8401
2022-08-29 21:30 | 2.9472 | 2.9472
2022-08-29 22:00 | 2.6793 | 2.6793
2022-08-29 22:30 | 2.4114 | 2.4114
2022-08-29 23:00 | 2.3042 | 2.3042
2022-08-29 23:30 | 2.3042 | 2.3042
2022-08-30 | 2.1434 | 2.1434
2022-08-30 00:30 | 1.9827 | 1.9827
2022-08-30 01:00 | 1.9291 | 1.9291
2022-08-30 01:30 | 1.9827 | 1.9827
2022-08-30 02:00 | 1.8219 | 1.8219
2022-08-30 02:30 | 1.8755 | 1.8755
2022-08-30 03:00 | 1.8755 | 1.8755
2022-08-30 03:30 | 1.8755 | 1.8755
2022-08-30 04:00 | 1.8755 | 1.8755
2022-08-30 04:30 | 1.9291 | 1.9291
2022-08-30 05:00 | 1.9291 | 1.9291
2022-08-30 05:30 | 2.0363 | 2.0363
2022-08-30 06:00 | 2.1434 | 2.1434
2022-08-30 06:30 | 2.3578 | 2.3578
2022-08-30 07:00 | 2.8401 | 2.8401
2022-08-30 07:30 | 2.8401 | 2.8401
2022-08-30 08:00 | 2.5185 | 2.5185
2022-08-30 08:30 | 2.465 | 2.465
2022-08-30 09:00 | 2.4114 | 2.4114
2022-08-30 09:30 | 2.197 | 2.197
2022-08-30 10:00 | 2.0899 | 2.0899
2022-08-30 10:30 | 2.0899 | 2.0899
2022-08-30 11:00 | 2.3042 | 2.3042
2022-08-30 11:30 | 1.9291 | 1.9291
2022-08-30 12:00 | 2.1434 | 2.1434
2022-08-30 12:30 | 2.197 | 2.197
2022-08-30 13:00 | 2.1434 | 2.1434
2022-08-30 13:30 | 2.197 | 2.197
2022-08-30 14:00 | 2.4114 | 2.4114
2022-08-30 14:30 | 2.197 | 2.197
2022-08-30 15:00 | 2.3942 | 2.3942
2022-08-30 15:30 | 2.6257 | 2.6257
2022-08-30 16:00 | 2.6257 | 2.6257
2022-08-30 16:30 | 2.7329 | 2.7329
2022-08-30 17:00 | 2.7329 | 2.7329
2022-08-30 17:30 | 2.7865 | 2.7865
2022-08-30 18:00 | 3.0544 | 3.0544
2022-08-30 18:30 | 3.2687 | 3.2687
2022-08-30 19:00 | 3.4831 | 3.4831
2022-08-30 19:30 | 3.2687 | 3.2687
2022-08-30 20:00 | 3.1616 | 3.1616
2022-08-30 20:30 | 3.0031 | 3.0031
2022-08-30 21:00 | 2.9472 | 2.9472
2022-08-30 21:30 | 2.8052 | 2.8052
2022-08-30 22:00 | 2.7329 | 2.7329
2022-08-30 22:30 | 2.3042 | 2.3042
2022-08-30 23:00 | 2.197 | 2.197
2022-08-30 23:30 | 2.0899 | 2.0899
2022-08-31 | 2.0899 | 2.0899
2022-08-31 00:30 | 1.8755 | 1.8755
2022-08-31 01:00 | 1.7683 | 1.7683
2022-08-31 01:30 | 1.8755 | 1.8755
2022-08-31 02:00 | 1.7683 | 1.7683
2022-08-31 02:30 | 1.7148 | 1.7148
2022-08-31 03:00 | 1.7148 | 1.7148
2022-08-31 03:30 | 1.8219 | 1.8219
2022-08-31 04:00 | 1.7683 | 1.7683
2022-08-31 04:30 | 1.8219 | 1.8219
2022-08-31 05:00 | 1.9827 | 1.9827
2022-08-31 05:30 | 2.0363 | 2.0363
2022-08-31 06:00 | 2.3042 | 2.3042
2022-08-31 06:30 | 2.4114 | 2.4114
2022-08-31 07:00 | 2.6257 | 2.6257
2022-08-31 07:30 | 2.7329 | 2.7329
2022-08-31 08:00 | 2.5721 | 2.5721
2022-08-31 08:30 | 2.0899 | 2.0899
2022-08-31 09:00 | 1.7683 | 1.7683
2022-08-31 09:30 | 2.0899 | 2.0899
2022-08-31 10:00 | 1.554 | 1.554
2022-08-31 10:30 | 1.4468 | 1.4468
2022-08-31 11:00 | 1.4468 | 1.4468
2022-08-31 11:30 | 1.5004 | 1.5004
2022-08-31 12:00 | 1.554 | 1.554
2022-08-31 12:30 | 1.7148 | 1.7148
2022-08-31 13:00 | 1.5199 | 1.5199
2022-08-31 13:30 | 1.6612 | 1.6612
2022-08-31 14:00 | 1.7683 | 1.7683
2022-08-31 14:30 | 1.9291 | 1.9291
2022-08-31 15:00 | 2.1424 | 2.1424
2022-08-31 15:30 | 2.6793 | 2.6793
2022-08-31 16:00 | 2.465 | 2.465
2022-08-31 16:30 | 2.5185 | 2.5185
2022-08-31 17:00 | 2.9472 | 2.9472
2022-08-31 17:30 | 3.1616 | 3.1616
2022-08-31 18:00 | 3.2687 | 3.2687
2022-08-31 18:30 | 3.4831 | 3.4831
2022-08-31 19:00 | 3.5367 | 3.5367
2022-08-31 19:30 | 3.4295 | 3.4295
2022-08-31 20:00 | 3.2687 | 3.2687
2022-08-31 20:30 | 3.108 | 3.108
2022-08-31 21:00 | 2.9472 | 2.9472
2022-08-31 21:30 | 2.7865 | 2.7865
2022-08-31 22:00 | 2.6257 | 2.6257
2022-08-31 22:30 | 2.465 | 2.465
2022-08-31 23:00 | 2.2506 | 2.2506
2022-08-31 23:30 | 2.0899 | 2.0899
2022-09-01 | 2.1434 | 2.1434
2022-09-01 00:30 | 1.9827 | 1.9827
2022-09-01 01:00 | 1.8755 | 1.8755
2022-09-01 01:30 | 1.8755 | 1.8755
2022-09-01 02:00 | 1.8755 | 1.8755
2022-09-01 02:30 | 1.7683 | 1.7683
2022-09-01 03:00 | 1.7683 | 1.7683
2022-09-01 03:30 | 1.7148 | 1.7148
2022-09-01 04:00 | 1.8755 | 1.8755
2022-09-01 04:30 | 1.8219 | 1.8219
2022-09-01 05:00 | 1.8755 | 1.8755
2022-09-01 05:30 | 2.0899 | 2.0899
2022-09-01 06:00 | 2.2506 | 2.2506
2022-09-01 06:30 | 2.3578 | 2.3578
2022-09-01 07:00 | 2.5185 | 2.5185
2022-09-01 07:30 | 2.6257 | 2.6257
2022-09-01 08:00 | 2.5185 | 2.5185
2022-09-01 08:30 | 2.197 | 2.197
2022-09-01 09:00 | 2.2506 | 2.2506
2022-09-01 09:30 | 1.6612 | 1.6612
2022-09-01 10:00 | 2.1434 | 2.1434
2022-09-01 10:30 | 2.0899 | 2.0899
2022-09-01 11:00 | 1.3932 | 1.3932
2022-09-01 11:30 | 1.3932 | 1.3932
2022-09-01 12:00 | 1.6612 | 1.6612
2022-09-01 12:30 | 2.0363 | 2.0363
2022-09-01 13:00 | 1.7683 | 1.7683
2022-09-01 13:30 | 1.7683 | 1.7683
2022-09-01 14:00 | 2.0899 | 2.0899
2022-09-01 14:30 | 2.197 | 2.197
2022-09-01 15:00 | 2.8401 | 2.8401
2022-09-01 15:30 | 2.9472 | 2.9472
2022-09-01 16:00 | 3.0544 | 3.0544
2022-09-01 16:30 | 3.2152 | 3.2152
2022-09-01 17:00 | 3.2687 | 3.2687
2022-09-01 17:30 | 3.3759 | 3.3759
2022-09-01 18:00 | 3.4295 | 3.4295
2022-09-01 18:30 | 3.5367 | 3.5367
2022-09-01 19:00 | 3.8311 | 3.8311
2022-09-01 19:30 | 3.5903 | 3.5903
2022-09-01 20:00 | 3.3759 | 3.3759
2022-09-01 20:30 | 3.2687 | 3.2687
2022-09-01 21:00 | 3.1616 | 3.1616
2022-09-01 21:30 | 3.0008 | 3.0008
2022-09-01 22:00 | 2.9472 | 2.9472
2022-09-01 22:30 | 2.6257 | 2.6257
2022-09-01 23:00 | 2.5185 | 2.5185
2022-09-01 23:30 | 2.3042 | 2.3042
2022-09-02 | 2.1434 | 2.1434
2022-09-02 00:30 | 2.0363 | 2.0363
2022-09-02 01:00 | 2.0363 | 2.0363
2022-09-02 01:30 | 1.9827 | 1.9827
2022-09-02 02:00 | 1.9291 | 1.9291
2022-09-02 02:30 | 1.9291 | 1.9291
2022-09-02 03:00 | 1.8755 | 1.8755
2022-09-02 03:30 | 1.8219 | 1.8219
2022-09-02 04:00 | 1.8219 | 1.8219
2022-09-02 04:30 | 1.8755 | 1.8755
2022-09-02 05:00 | 2.0363 | 2.0363
2022-09-02 05:30 | 2.0899 | 2.0899
2022-09-02 06:00 | 2.3042 | 2.3042
2022-09-02 06:30 | 2.5185 | 2.5185
2022-09-02 07:00 | 2.5185 | 2.5185
2022-09-02 07:30 | 2.465 | 2.465
2022-09-02 08:00 | 2.7329 | 2.7329
2022-09-02 08:30 | 2.465 | 2.465
2022-09-02 09:00 | 2.5185 | 2.5185
2022-09-02 09:30 | 2.1434 | 2.1434
2022-09-02 10:00 | 1.9827 | 1.9827
2022-09-02 10:30 | 1.9827 | 1.9827
2022-09-02 11:00 | 1.9291 | 1.9291
2022-09-02 11:30 | 1.9291 | 1.9291
2022-09-02 12:00 | 1.9291 | 1.9291
2022-09-02 12:30 | 1.7148 | 1.7148
2022-09-02 13:00 | 1.8219 | 1.8219
2022-09-02 13:30 | 1.9291 | 1.9291
2022-09-02 14:00 | 1.9827 | 1.9827
2022-09-02 14:30 | 1.4468 | 1.4468
2022-09-02 15:00 | 1.8219 | 1.8219
2022-09-02 15:30 | 2.0363 | 2.0363
2022-09-02 16:00 | 2.197 | 2.197
2022-09-02 16:30 | 2.4114 | 2.4114
2022-09-02 17:00 | 2.5185 | 2.5185
2022-09-02 17:30 | 2.5721 | 2.5721
2022-09-02 18:00 | 2.8401 | 2.8401
2022-09-02 18:30 | 2.8936 | 2.8936
2022-09-02 19:00 | 3.1616 | 3.1616
2022-09-02 19:30 | 3.108 | 3.108
2022-09-02 20:00 | 2.8401 | 2.8401
2022-09-02 20:30 | 2.7865 | 2.7865
2022-09-02 21:00 | 2.5721 | 2.5721
2022-09-02 21:30 | 2.6257 | 2.6257
2022-09-02 22:00 | 2.465 | 2.465
2022-09-02 22:30 | 2.3042 | 2.3042
2022-09-02 23:00 | 2.197 | 2.197
2022-09-02 23:30 | 2.0899 | 2.0899
2022-09-03 | 1.9827 | 1.9827
2022-09-03 00:30 | 1.8755 | 1.8755
2022-09-03 01:00 | 1.9827 | 1.9827
2022-09-03 01:30 | 1.8219 | 1.8219
2022-09-03 02:00 | 1.8219 | 1.8219
2022-09-03 02:30 | 1.7148 | 1.7148
2022-09-03 03:00 | 1.8219 | 1.8219
2022-09-03 03:30 | 1.7683 | 1.7683
2022-09-03 04:00 | 1.7683 | 1.7683
2022-09-03 04:30 | 1.8219 | 1.8219
2022-09-03 05:00 | 1.9291 | 1.9291
2022-09-03 05:30 | 2.0363 | 2.0363
2022-09-03 06:00 | 1.9291 | 1.9291
2022-09-03 06:30 | 2.1434 | 2.1434
2022-09-03 07:00 | 2.1434 | 2.1434
2022-09-03 07:30 | 2.197 | 2.197
2022-09-03 08:00 | 2.3042 | 2.3042
2022-09-03 08:30 | 2.4114 | 2.4114
2022-09-03 09:00 | 2.3042 | 2.3042
2022-09-03 09:30 | 2.197 | 2.197
2022-09-03 10:00 | 1.8219 | 1.8219
2022-09-03 10:30 | 1.7683 | 1.7683
2022-09-03 11:00 | 1.2572 | 1.2572
2022-09-03 11:30 | 1.5004 | 1.5004
2022-09-03 12:00 | 1.3447 | 1.3447
2022-09-03 12:30 | 1.1789 | 1.1789
2022-09-03 13:00 | 1.1959 | 1.1959
2022-09-03 13:30 | 0.85738 | 0.85738
2022-09-03 14:00 | 1.0181 | 1.0181
2022-09-03 14:30 | 1.1789 | 1.1789
2022-09-03 15:00 | 1.1253 | 1.1253
2022-09-03 15:30 | 1.2325 | 1.2325
2022-09-03 16:00 | 1.5004 | 1.5004
2022-09-03 16:30 | 1.7683 | 1.7683
2022-09-03 17:00 | 1.8755 | 1.8755
2022-09-03 17:30 | 2.296 | 2.296
2022-09-03 18:00 | 2.5509 | 2.5509
2022-09-03 18:30 | 2.8212 | 2.8212
2022-09-03 19:00 | 3.0544 | 3.0544
2022-09-03 19:30 | 3.0544 | 3.0544
2022-09-03 20:00 | 2.7865 | 2.7865
2022-09-03 20:30 | 2.7329 | 2.7329
2022-09-03 21:00 | 2.5185 | 2.5185
2022-09-03 21:30 | 2.5185 | 2.5185
2022-09-03 22:00 | 2.4114 | 2.4114
2022-09-03 22:30 | 2.3042 | 2.3042
2022-09-03 23:00 | 2.0363 | 2.0363
2022-09-03 23:30 | 1.9827 | 1.9827
2022-09-04 | 1.9827 | 1.9827
2022-09-04 00:30 | 1.9291 | 1.9291
2022-09-04 01:00 | 1.8219 | 1.8219
2022-09-04 01:30 | 1.8219 | 1.8219
2022-09-04 02:00 | 1.8219 | 1.8219
2022-09-04 02:30 | 1.8219 | 1.8219
2022-09-04 03:00 | 1.7148 | 1.7148
2022-09-04 03:30 | 1.7683 | 1.7683
2022-09-04 04:00 | 1.8219 | 1.8219
2022-09-04 04:30 | 1.9827 | 1.9827
2022-09-04 05:00 | 1.9827 | 1.9827
2022-09-04 05:30 | 2.0899 | 2.0899
2022-09-04 06:00 | 2.197 | 2.197
2022-09-04 06:30 | 2.0899 | 2.0899
2022-09-04 07:00 | 2.197 | 2.197
2022-09-04 07:30 | 2.197 | 2.197
2022-09-04 08:00 | 2.197 | 2.197
2022-09-04 08:30 | 1.9291 | 1.9291
2022-09-04 09:00 | 1.8219 | 1.8219
2022-09-04 09:30 | 1.7148 | 1.7148
2022-09-04 10:00 | 1.4468 | 1.4468
2022-09-04 10:30 | 1.2325 | 1.2325
2022-09-04 11:00 | 1.1789 | 1.1789
2022-09-04 11:30 | 1.2325 | 1.2325
2022-09-04 12:00 | 1.2325 | 1.2325
2022-09-04 12:30 | 1.1253 | 1.1253
2022-09-04 13:00 | 1.1253 | 1.1253
2022-09-04 13:30 | 0.96455 | 0.96455
2022-09-04 14:00 | 0.96455 | 0.96455
2022-09-04 14:30 | 1.1789 | 1.1789
2022-09-04 15:00 | 1.1253 | 1.1253
2022-09-04 15:30 | 1.2861 | 1.2861
2022-09-04 16:00 | 1.554 | 1.554
2022-09-04 16:30 | 1.7922 | 1.7922
2022-09-04 17:00 | 2.0899 | 2.0899
2022-09-04 17:30 | 2.3578 | 2.3578
2022-09-04 18:00 | 2.5185 | 2.5185
2022-09-04 18:30 | 2.8401 | 2.8401
2022-09-04 19:00 | 3.1616 | 3.1616
2022-09-04 19:30 | 2.9472 | 2.9472
2022-09-04 20:00 | 2.8936 | 2.8936
2022-09-04 20:30 | 2.8401 | 2.8401
2022-09-04 21:00 | 2.6793 | 2.6793
2022-09-04 21:30 | 2.6257 | 2.6257
2022-09-04 22:00 | 2.5721 | 2.5721
2022-09-04 22:30 | 2.2506 | 2.2506
2022-09-04 23:00 | 2.0899 | 2.0899
2022-09-04 23:30 | 1.9291 | 1.9291
2022-09-05 | 2.0899 | 2.0899
2022-09-05 00:30 | 1.8755 | 1.8755
2022-09-05 01:00 | 1.8755 | 1.8755
2022-09-05 01:30 | 1.7683 | 1.7683
2022-09-05 02:00 | 1.7683 | 1.7683
2022-09-05 02:30 | 1.7683 | 1.7683
2022-09-05 03:00 | 1.7683 | 1.7683
2022-09-05 03:30 | 1.7148 | 1.7148
2022-09-05 04:00 | 1.7683 | 1.7683
2022-09-05 04:30 | 1.8755 | 1.8755
2022-09-05 05:00 | 1.9827 | 1.9827
2022-09-05 05:30 | 2.2506 | 2.2506
2022-09-05 06:00 | 2.5185 | 2.5185
2022-09-05 06:30 | 2.5185 | 2.5185
2022-09-05 07:00 | 2.7329 | 2.7329
2022-09-05 07:30 | 2.7329 | 2.7329
2022-09-05 08:00 | 2.465 | 2.465
2022-09-05 08:30 | 2.1434 | 2.1434
2022-09-05 09:00 | 1.8219 | 1.8219
2022-09-05 09:30 | 1.6612 | 1.6612
2022-09-05 10:00 | 1.4468 | 1.4468
2022-09-05 10:30 | 1.3397 | 1.3397
2022-09-05 11:00 | 1.2325 | 1.2325
2022-09-05 11:30 | 1.1253 | 1.1253
2022-09-05 12:00 | 1.2325 | 1.2325
2022-09-05 12:30 | 1.2325 | 1.2325
2022-09-05 13:00 | 1.1253 | 1.1253
2022-09-05 13:30 | 1.2861 | 1.2861
2022-09-05 14:00 | 1.2861 | 1.2861
2022-09-05 14:30 | 1.3397 | 1.3397
2022-09-05 15:00 | 1.4468 | 1.4468
2022-09-05 15:30 | 1.6612 | 1.6612
2022-09-05 16:00 | 1.8219 | 1.8219
2022-09-05 16:30 | 2.1434 | 2.1434
2022-09-05 17:00 | 2.2515 | 2.2515
2022-09-05 17:30 | 2.5721 | 2.5721
2022-09-05 18:00 | 2.8401 | 2.8401
2022-09-05 18:30 | 2.8936 | 2.8936
2022-09-05 19:00 | 3.2152 | 3.2152
2022-09-05 19:30 | 3.1616 | 3.1616
2022-09-05 20:00 | 3.0008 | 3.0008
2022-09-05 20:30 | 2.7329 | 2.7329
2022-09-05 21:00 | 2.6257 | 2.6257
2022-09-05 21:30 | 2.6257 | 2.6257
2022-09-05 22:00 | 2.3578 | 2.3578
2022-09-05 22:30 | 2.2506 | 2.2506
2022-09-05 23:00 | 2.0899 | 2.0899
2022-09-05 23:30 | 1.9291 | 1.9291
2022-09-06 | 1.8755 | 1.8755
2022-09-06 00:30 | 1.7683 | 1.7683
2022-09-06 01:00 | 1.7148 | 1.7148
2022-09-06 01:30 | 1.7683 | 1.7683
2022-09-06 02:00 | 1.8219 | 1.8219
2022-09-06 02:30 | 1.7148 | 1.7148
2022-09-06 03:00 | 1.7148 | 1.7148
2022-09-06 03:30 | 1.6612 | 1.6612
2022-09-06 04:00 | 1.8755 | 1.8755
2022-09-06 04:30 | 1.8219 | 1.8219
2022-09-06 05:00 | 1.9827 | 1.9827
2022-09-06 05:30 | 2.197 | 2.197
2022-09-06 06:00 | 2.3042 | 2.3042
2022-09-06 06:30 | 2.465 | 2.465
2022-09-06 07:00 | 2.7329 | 2.7329
2022-09-06 07:30 | 2.7329 | 2.7329
2022-09-06 08:00 | 2.4284 | 2.4284
2022-09-06 08:30 | 2.1434 | 2.1434
2022-09-06 09:00 | 1.8755 | 1.8755
2022-09-06 09:30 | 1.554 | 1.554
2022-09-06 10:00 | 1.4468 | 1.4468
2022-09-06 10:30 | 1.2861 | 1.2861
2022-09-06 11:00 | 1.2861 | 1.2861
2022-09-06 11:30 | 1.2325 | 1.2325
2022-09-06 12:00 | 1.2325 | 1.2325
2022-09-06 12:30 | 1.3932 | 1.3932
2022-09-06 13:00 | 1.2861 | 1.2861
2022-09-06 13:30 | 1.3397 | 1.3397
2022-09-06 14:00 | 1.5809 | 1.5809
2022-09-06 14:30 | 1.6612 | 1.6612
2022-09-06 15:00 | 1.7683 | 1.7683
2022-09-06 15:30 | 2.0899 | 2.0899
2022-09-06 16:00 | 2.2506 | 2.2506
2022-09-06 16:30 | 2.5185 | 2.5185
2022-09-06 17:00 | 2.6793 | 2.6793
2022-09-06 17:30 | 2.9472 | 2.9472
2022-09-06 18:00 | 3.0544 | 3.0544
2022-09-06 18:30 | 3.3223 | 3.3223
2022-09-06 19:00 | 3.3926 | 3.3926
2022-09-06 19:30 | 3.2866 | 3.2866
2022-09-06 20:00 | 3.122 | 3.122
2022-09-06 20:30 | 2.8936 | 2.8936
2022-09-06 21:00 | 2.7329 | 2.7329
2022-09-06 21:30 | 2.6257 | 2.6257
2022-09-06 22:00 | 2.5185 | 2.5185
2022-09-06 22:30 | 2.3042 | 2.3042
2022-09-06 23:00 | 2.0899 | 2.0899
2022-09-06 23:30 | 1.9827 | 1.9827
2022-09-07 | 1.8755 | 1.8755
2022-09-07 00:30 | 1.9291 | 1.9291
2022-09-07 01:00 | 1.8219 | 1.8219
2022-09-07 01:30 | 1.6612 | 1.6612
2022-09-07 02:00 | 1.6612 | 1.6612
2022-09-07 02:30 | 1.6612 | 1.6612
2022-09-07 03:00 | 1.6612 | 1.6612
2022-09-07 03:30 | 1.6612 | 1.6612
2022-09-07 04:00 | 1.8219 | 1.8219
2022-09-07 04:30 | 1.8219 | 1.8219
2022-09-07 05:00 | 1.9291 | 1.9291
2022-09-07 05:30 | 2.1434 | 2.1434
2022-09-07 06:00 | 2.3042 | 2.3042
2022-09-07 06:30 | 2.465 | 2.465
2022-09-07 07:00 | 2.6793 | 2.6793
2022-09-07 07:30 | 2.4114 | 2.4114
2022-09-07 08:00 | 2.3578 | 2.3578
2022-09-07 08:30 | 2.1434 | 2.1434
2022-09-07 09:00 | 1.9827 | 1.9827
2022-09-07 09:30 | 1.6076 | 1.6076
2022-09-07 10:00 | 1.554 | 1.554
2022-09-07 10:30 | 1.4468 | 1.4468
2022-09-07 11:00 | 1.4468 | 1.4468
2022-09-07 11:30 | 1.5004 | 1.5004
2022-09-07 12:00 | 1.5481 | 1.5481
2022-09-07 12:30 | 1.6612 | 1.6612
2022-09-07 13:00 | 1.7683 | 1.7683
2022-09-07 13:30 | 1.8858 | 1.8858
2022-09-07 14:00 | 2.123 | 2.123
2022-09-07 14:30 | 2.2415 | 2.2415
2022-09-07 15:00 | 2.3578 | 2.3578
2022-09-07 15:30 | 2.6793 | 2.6793
2022-09-07 16:00 | 2.9472 | 2.9472
2022-09-07 16:30 | 3.108 | 3.108
2022-09-07 17:00 | 3.3759 | 3.3759
2022-09-07 17:30 | 3.6438 | 3.6438
2022-09-07 18:00 | 3.6438 | 3.6438
2022-09-07 18:30 | 3.751 | 3.751
2022-09-07 19:00 | 3.9654 | 3.9654
2022-09-07 19:30 | 3.8582 | 3.8582
2022-09-07 20:00 | 3.4831 | 3.4831
2022-09-07 20:30 | 3.3223 | 3.3223
2022-09-07 21:00 | 3.1616 | 3.1616
2022-09-07 21:30 | 3.0544 | 3.0544
2022-09-07 22:00 | 2.9472 | 2.9472
2022-09-07 22:30 | 2.6257 | 2.6257
2022-09-07 23:00 | 2.5185 | 2.5185
2022-09-07 23:30 | 2.3042 | 2.3042
2022-09-08 | 2.0899 | 2.0899
2022-09-08 00:30 | 2.0006 | 2.0006
2022-09-08 01:00 | 1.9827 | 1.9827
2022-09-08 01:30 | 1.8755 | 1.8755
2022-09-08 02:00 | 1.9291 | 1.9291
2022-09-08 02:30 | 1.8755 | 1.8755
2022-09-08 03:00 | 1.9827 | 1.9827
2022-09-08 03:30 | 1.9827 | 1.9827
2022-09-08 04:00 | 1.8755 | 1.8755
2022-09-08 04:30 | 2.0363 | 2.0363
2022-09-08 05:00 | 2.0899 | 2.0899
2022-09-08 05:30 | 2.197 | 2.197
2022-09-08 06:00 | 2.3042 | 2.3042
2022-09-08 06:30 | 2.465 | 2.465
2022-09-08 07:00 | 2.6257 | 2.6257
2022-09-08 07:30 | 2.7329 | 2.7329
2022-09-08 08:00 | 2.7329 | 2.7329
2022-09-08 08:30 | 2.197 | 2.197
2022-09-08 09:00 | 2.3578 | 2.3578
2022-09-08 09:30 | 2.197 | 2.197
2022-09-08 10:00 | 2.1434 | 2.1434
2022-09-08 10:30 | 2.2506 | 2.2506
2022-09-08 11:00 | 1.7683 | 1.7683
2022-09-08 11:30 | 1.7148 | 1.7148
2022-09-08 12:00 | 1.8755 | 1.8755
2022-09-08 12:30 | 2.197 | 2.197
2022-09-08 13:00 | 2.0899 | 2.0899
2022-09-08 13:30 | 2.3578 | 2.3578
2022-09-08 14:00 | 2.4114 | 2.4114
2022-09-08 14:30 | 3.6438 | 3.6438
2022-09-08 15:00 | 3.3223 | 3.3223
2022-09-08 15:30 | 2.5721 | 2.5721
2022-09-08 16:00 | 3.5367 | 3.5367
2022-09-08 16:30 | 3.4831 | 3.4831
2022-09-08 17:00 | 3.4295 | 3.4295
2022-09-08 17:30 | 3.5367 | 3.5367
2022-09-08 18:00 | 3.5903 | 3.5903
2022-09-08 18:30 | 3.6438 | 3.6438
2022-09-08 19:00 | 3.8582 | 3.8582
2022-09-08 19:30 | 3.9118 | 3.9118
2022-09-08 20:00 | 3.6974 | 3.6974
2022-09-08 20:30 | 3.4295 | 3.4295
2022-09-08 21:00 | 3.2687 | 3.2687
2022-09-08 21:30 | 3.1616 | 3.1616
2022-09-08 22:00 | 2.9472 | 2.9472
2022-09-08 22:30 | 2.7329 | 2.7329
2022-09-08 23:00 | 2.465 | 2.465
2022-09-08 23:30 | 2.3042 | 2.3042
2022-09-09 | 2.197 | 2.197
2022-09-09 00:30 | 2.0603 | 2.0603
2022-09-09 01:00 | 1.9827 | 1.9827
2022-09-09 01:30 | 1.8755 | 1.8755
2022-09-09 02:00 | 1.8755 | 1.8755
2022-09-09 02:30 | 1.8219 | 1.8219
2022-09-09 03:00 | 1.7683 | 1.7683
2022-09-09 03:30 | 1.8219 | 1.8219
2022-09-09 04:00 | 1.8219 | 1.8219
2022-09-09 04:30 | 1.8755 | 1.8755
2022-09-09 05:00 | 1.9291 | 1.9291
2022-09-09 05:30 | 2.1434 | 2.1434
2022-09-09 06:00 | 2.197 | 2.197
2022-09-09 06:30 | 2.3885 | 2.3885
2022-09-09 07:00 | 2.6257 | 2.6257
2022-09-09 07:30 | 2.5721 | 2.5721
2022-09-09 08:00 | 2.465 | 2.465
2022-09-09 08:30 | 2.197 | 2.197
2022-09-09 09:00 | 2.0363 | 2.0363
2022-09-09 09:30 | 1.6612 | 1.6612
2022-09-09 10:00 | 1.6076 | 1.6076
2022-09-09 10:30 | 1.4468 | 1.4468
2022-09-09 11:00 | 1.5004 | 1.5004
2022-09-09 11:30 | 1.5004 | 1.5004
2022-09-09 12:00 | 1.554 | 1.554
2022-09-09 12:30 | 1.6612 | 1.6612
2022-09-09 13:00 | 1.7683 | 1.7683
2022-09-09 13:30 | 1.7683 | 1.7683
2022-09-09 14:00 | 1.8755 | 1.8755
2022-09-09 14:30 | 2.0363 | 2.0363
2022-09-09 15:00 | 2.197 | 2.197
2022-09-09 15:30 | 2.4114 | 2.4114
2022-09-09 16:00 | 2.9472 | 2.9472
2022-09-09 16:30 | 3.0008 | 3.0008
2022-09-09 17:00 | 3.0544 | 3.0544
2022-09-09 17:30 | 3.3759 | 3.3759
2022-09-09 18:00 | 3.2687 | 3.2687
2022-09-09 18:30 | 3.3759 | 3.3759
2022-09-09 19:00 | 3.3223 | 3.3223
2022-09-09 19:30 | 3.1616 | 3.1616
2022-09-09 20:00 | 3.1616 | 3.1616
2022-09-09 20:30 | 2.8441 | 2.8441
2022-09-09 21:00 | 2.6793 | 2.6793
2022-09-09 21:30 | 2.7865 | 2.7865
2022-09-09 22:00 | 2.5721 | 2.5721
2022-09-09 22:30 | 2.3578 | 2.3578
2022-09-09 23:00 | 2.3042 | 2.3042
2022-09-09 23:30 | 2.197 | 2.197
2022-09-10 | 2.0899 | 2.0899
2022-09-10 00:30 | 2.0363 | 2.0363
2022-09-10 01:00 | 1.9827 | 1.9827
2022-09-10 01:30 | 1.8219 | 1.8219
2022-09-10 02:00 | 1.8219 | 1.8219
2022-09-10 02:30 | 1.7683 | 1.7683
2022-09-10 03:00 | 1.7683 | 1.7683
2022-09-10 03:30 | 1.6612 | 1.6612
2022-09-10 04:00 | 1.6612 | 1.6612
2022-09-10 04:30 | 1.8755 | 1.8755
2022-09-10 05:00 | 1.8755 | 1.8755
2022-09-10 05:30 | 1.8755 | 1.8755
2022-09-10 06:00 | 1.8755 | 1.8755
2022-09-10 06:30 | 2.0899 | 2.0899
2022-09-10 07:00 | 2.0899 | 2.0899
2022-09-10 07:30 | 2.0899 | 2.0899
2022-09-10 08:00 | 2.0899 | 2.0899
2022-09-10 08:30 | 1.8219 | 1.8219
2022-09-10 09:00 | 1.7683 | 1.7683
2022-09-10 09:30 | 1.7148 | 1.7148
2022-09-10 10:00 | 1.554 | 1.554
2022-09-10 10:30 | 1.4468 | 1.4468
2022-09-10 11:00 | 1.5004 | 1.5004
2022-09-10 11:30 | 1.6612 | 1.6612
2022-09-10 12:00 | 1.6612 | 1.6612
2022-09-10 12:30 | 1.6 | 1.6
2022-09-10 13:00 | 1.554 | 1.554
2022-09-10 13:30 | 1.7148 | 1.7148
2022-09-10 14:00 | 1.6612 | 1.6612
2022-09-10 14:30 | 1.9291 | 1.9291
2022-09-10 15:00 | 2.1434 | 2.1434
2022-09-10 15:30 | 2.197 | 2.197
2022-09-10 16:00 | 2.4114 | 2.4114
2022-09-10 16:30 | 2.5721 | 2.5721
2022-09-10 17:00 | 2.8401 | 2.8401
2022-09-10 17:30 | 3.1616 | 3.1616
2022-09-10 18:00 | 3.1616 | 3.1616
2022-09-10 18:30 | 3.4831 | 3.4831
2022-09-10 19:00 | 3.4831 | 3.4831
2022-09-10 19:30 | 3.2687 | 3.2687
2022-09-10 20:00 | 3.1616 | 3.1616
2022-09-10 20:30 | 3.0544 | 3.0544
2022-09-10 21:00 | 2.7865 | 2.7865
2022-09-10 21:30 | 2.7329 | 2.7329
2022-09-10 22:00 | 2.5721 | 2.5721
2022-09-10 22:30 | 2.3042 | 2.3042
2022-09-10 23:00 | 2.1434 | 2.1434
2022-09-10 23:30 | 2.1434 | 2.1434
2022-09-11 | 2.0899 | 2.0899
2022-09-11 00:30 | 1.9291 | 1.9291
2022-09-11 01:00 | 1.8219 | 1.8219
2022-09-11 01:30 | 1.8755 | 1.8755
2022-09-11 02:00 | 1.8219 | 1.8219
2022-09-11 02:30 | 1.8219 | 1.8219
2022-09-11 03:00 | 1.7683 | 1.7683
2022-09-11 03:30 | 1.7148 | 1.7148
2022-09-11 04:00 | 1.7683 | 1.7683
2022-09-11 04:30 | 1.7683 | 1.7683
2022-09-11 05:00 | 1.9291 | 1.9291
2022-09-11 05:30 | 1.8755 | 1.8755
2022-09-11 06:00 | 1.8755 | 1.8755
2022-09-11 06:30 | 1.9291 | 1.9291
2022-09-11 07:00 | 1.9827 | 1.9827
2022-09-11 07:30 | 1.9827 | 1.9827
2022-09-11 08:00 | 2.0363 | 2.0363
2022-09-11 08:30 | 1.8755 | 1.8755
2022-09-11 09:00 | 1.6612 | 1.6612
2022-09-11 09:30 | 1.6612 | 1.6612
2022-09-11 10:00 | 1.4468 | 1.4468
2022-09-11 10:30 | 1.3397 | 1.3397
2022-09-11 11:00 | 1.3932 | 1.3932
2022-09-11 11:30 | 1.3397 | 1.3397
2022-09-11 12:00 | 1.5004 | 1.5004
2022-09-11 12:30 | 1.554 | 1.554
2022-09-11 13:00 | 1.6612 | 1.6612
2022-09-11 13:30 | 1.7683 | 1.7683
2022-09-11 14:00 | 2.0363 | 2.0363
2022-09-11 14:30 | 2.0363 | 2.0363
2022-09-11 15:00 | 2.5185 | 2.5185
2022-09-11 15:30 | 2.8401 | 2.8401
2022-09-11 16:00 | 3.0544 | 3.0544
2022-09-11 16:30 | 3.0544 | 3.0544
2022-09-11 17:00 | 3.1616 | 3.1616
2022-09-11 17:30 | 3.3223 | 3.3223
2022-09-11 18:00 | 3.3759 | 3.3759
2022-09-11 18:30 | 3.5367 | 3.5367
2022-09-11 19:00 | 3.751 | 3.751
2022-09-11 19:30 | 3.4831 | 3.4831
2022-09-11 20:00 | 3.3759 | 3.3759
2022-09-11 20:30 | 3.1616 | 3.1616
2022-09-11 21:00 | 3.0544 | 3.0544
2022-09-11 21:30 | 2.8401 | 2.8401
2022-09-11 22:00 | 2.5721 | 2.5721
2022-09-11 22:30 | 2.4114 | 2.4114
2022-09-11 23:00 | 2.2506 | 2.2506
2022-09-11 23:30 | 2.197 | 2.197
2022-09-12 | 2.0899 | 2.0899
2022-09-12 00:30 | 1.9827 | 1.9827
2022-09-12 01:00 | 2.0899 | 2.0899
2022-09-12 01:30 | 1.8755 | 1.8755
2022-09-12 02:00 | 1.8219 | 1.8219
2022-09-12 02:30 | 1.8219 | 1.8219
2022-09-12 03:00 | 1.8219 | 1.8219
2022-09-12 03:30 | 1.8219 | 1.8219
2022-09-12 04:00 | 1.7683 | 1.7683
2022-09-12 04:30 | 1.8755 | 1.8755
2022-09-12 05:00 | 2.0363 | 2.0363
2022-09-12 05:30 | 2.197 | 2.197
2022-09-12 06:00 | 2.4114 | 2.4114
2022-09-12 06:30 | 2.2506 | 2.2506
2022-09-12 07:00 | 2.4114 | 2.4114
2022-09-12 07:30 | 2.5185 | 2.5185
2022-09-12 08:00 | 2.5721 | 2.5721
2022-09-12 08:30 | 1.8755 | 1.8755
2022-09-12 09:00 | 2.4114 | 2.4114
2022-09-12 09:30 | 1.9827 | 1.9827
2022-09-12 10:00 | 1.554 | 1.554
2022-09-12 10:30 | 1.6076 | 1.6076
2022-09-12 11:00 | 1.4468 | 1.4468
2022-09-12 11:30 | 1.4468 | 1.4468
2022-09-12 12:00 | 1.6612 | 1.6612
2022-09-12 12:30 | 1.554 | 1.554
2022-09-12 13:00 | 1.7683 | 1.7683
2022-09-12 13:30 | 1.8755 | 1.8755
2022-09-12 14:00 | 2.0363 | 2.0363
2022-09-12 14:30 | 2.1434 | 2.1434
2022-09-12 15:00 | 2.3578 | 2.3578
2022-09-12 15:30 | 2.7329 | 2.7329
2022-09-12 16:00 | 2.8288 | 2.8288
2022-09-12 16:30 | 3.2152 | 3.2152
2022-09-12 17:00 | 3.2152 | 3.2152
2022-09-12 17:30 | 3.5118 | 3.5118
2022-09-12 18:00 | 3.4831 | 3.4831
2022-09-12 18:30 | 3.6438 | 3.6438
2022-09-12 19:00 | 4.1261 | 4.1261
2022-09-12 19:30 | 3.751 | 3.751
2022-09-12 20:00 | 3.4831 | 3.4831
2022-09-12 20:30 | 3.2687 | 3.2687
2022-09-12 21:00 | 3.0544 | 3.0544
2022-09-12 21:30 | 3.0544 | 3.0544
2022-09-12 22:00 | 2.7329 | 2.7329
2022-09-12 22:30 | 2.4114 | 2.4114
2022-09-12 23:00 | 2.3042 | 2.3042
2022-09-12 23:30 | 2.1434 | 2.1434
2022-09-13 | 2.0899 | 2.0899
2022-09-13 00:30 | 1.9827 | 1.9827
2022-09-13 01:00 | 1.9827 | 1.9827
2022-09-13 01:30 | 1.8755 | 1.8755
2022-09-13 02:00 | 1.7683 | 1.7683
2022-09-13 02:30 | 1.8219 | 1.8219
2022-09-13 03:00 | 1.8755 | 1.8755
2022-09-13 03:30 | 1.6612 | 1.6612
2022-09-13 04:00 | 1.7683 | 1.7683
2022-09-13 04:30 | 1.8219 | 1.8219
2022-09-13 05:00 | 1.9291 | 1.9291
2022-09-13 05:30 | 2.0899 | 2.0899
2022-09-13 06:00 | 2.197 | 2.197
2022-09-13 06:30 | 2.3042 | 2.3042
2022-09-13 07:00 | 2.5185 | 2.5185
2022-09-13 07:30 | 2.4163 | 2.4163
2022-09-13 08:00 | 2.3042 | 2.3042
2022-09-13 08:30 | 2.1434 | 2.1434
2022-09-13 09:00 | 1.8755 | 1.8755
2022-09-13 09:30 | 1.7148 | 1.7148
2022-09-13 10:00 | 1.5069 | 1.5069
2022-09-13 10:30 | 1.554 | 1.554
2022-09-13 11:00 | 1.5004 | 1.5004
2022-09-13 11:30 | 1.4772 | 1.4772
2022-09-13 12:00 | 1.6612 | 1.6612
2022-09-13 12:30 | 1.554 | 1.554
2022-09-13 13:00 | 1.8755 | 1.8755
2022-09-13 13:30 | 1.9827 | 1.9827
2022-09-13 14:00 | 1.9827 | 1.9827
2022-09-13 14:30 | 2.2506 | 2.2506
2022-09-13 15:00 | 2.197 | 2.197
2022-09-13 15:30 | 2.495 | 2.495
2022-09-13 16:00 | 2.8401 | 2.8401
2022-09-13 16:30 | 2.9406 | 2.9406
2022-09-13 17:00 | 3.2687 | 3.2687
2022-09-13 17:30 | 3.2547 | 3.2547
2022-09-13 18:00 | 3.5367 | 3.5367
2022-09-13 18:30 | 3.7806 | 3.7806
2022-09-13 19:00 | 3.8582 | 3.8582
2022-09-13 19:30 | 3.6974 | 3.6974
2022-09-13 20:00 | 3.5903 | 3.5903
2022-09-13 20:30 | 3.1616 | 3.1616
2022-09-13 21:00 | 2.9723 | 2.9723
2022-09-13 21:30 | 2.9472 | 2.9472
2022-09-13 22:00 | 2.6257 | 2.6257
2022-09-13 22:30 | 2.3042 | 2.3042
2022-09-13 23:00 | 2.3042 | 2.3042
2022-09-13 23:30 | 2.1434 | 2.1434
2022-09-14 | 2.0363 | 2.0363
2022-09-14 00:30 | 1.9291 | 1.9291
2022-09-14 01:00 | 1.9291 | 1.9291
2022-09-14 01:30 | 1.8746 | 1.8746
2022-09-14 02:00 | 1.7683 | 1.7683
2022-09-14 02:30 | 1.7683 | 1.7683
2022-09-14 03:00 | 1.8219 | 1.8219
2022-09-14 03:30 | 1.7683 | 1.7683
2022-09-14 04:00 | 1.8219 | 1.8219
2022-09-14 04:30 | 1.9827 | 1.9827
2022-09-14 05:00 | 1.9827 | 1.9827
2022-09-14 05:30 | 2.1434 | 2.1434
2022-09-14 06:00 | 2.374 | 2.374
2022-09-14 06:30 | 2.3578 | 2.3578
2022-09-14 07:00 | 2.539 | 2.539
2022-09-14 07:30 | 2.6257 | 2.6257
2022-09-14 08:00 | 2.4114 | 2.4114
2022-09-14 08:30 | 2.197 | 2.197
2022-09-14 09:00 | 2.0899 | 2.0899
2022-09-14 09:30 | 1.8954 | 1.8954
2022-09-14 10:00 | 1.9827 | 1.9827
2022-09-14 10:30 | 1.8755 | 1.8755
2022-09-14 11:00 | 1.8521 | 1.8521
2022-09-14 11:30 | 2.0363 | 2.0363
2022-09-14 12:00 | 2.1434 | 2.1434
2022-09-14 12:30 | 2.2171 | 2.2171
2022-09-14 13:00 | 2.3042 | 2.3042
2022-09-14 13:30 | 2.5185 | 2.5185
2022-09-14 14:00 | 2.7329 | 2.7329
2022-09-14 14:30 | 2.8401 | 2.8401
2022-09-14 15:00 | 3.0544 | 3.0544
2022-09-14 15:30 | 3.3759 | 3.3759
2022-09-14 16:00 | 3.5903 | 3.5903
2022-09-14 16:30 | 3.6974 | 3.6974
2022-09-14 17:00 | 3.9118 | 3.9118
2022-09-14 17:30 | 3.9838 | 3.9838
2022-09-14 18:00 | 4.2869 | 4.2869
2022-09-14 18:30 | 4.3405 | 4.3405
2022-09-14 19:00 | 4.3941 | 4.3941
2022-09-14 19:30 | 4.2333 | 4.2333
2022-09-14 20:00 | 3.8046 | 3.8046
2022-09-14 20:30 | 3.4831 | 3.4831
2022-09-14 21:00 | 3.1616 | 3.1616
2022-09-14 21:30 | 3.0544 | 3.0544
2022-09-14 22:00 | 2.7329 | 2.7329
2022-09-14 22:30 | 2.5185 | 2.5185
2022-09-14 23:00 | 2.3042 | 2.3042
2022-09-14 23:30 | 2.1434 | 2.1434
2022-09-15 | 2.197 | 2.197
2022-09-15 00:30 | 1.9827 | 1.9827
2022-09-15 01:00 | 1.9827 | 1.9827
2022-09-15 01:30 | 1.9291 | 1.9291
2022-09-15 02:00 | 2.0363 | 2.0363
2022-09-15 02:30 | 1.8755 | 1.8755
2022-09-15 03:00 | 1.8435 | 1.8435
2022-09-15 03:30 | 1.8755 | 1.8755
2022-09-15 04:00 | 1.8219 | 1.8219
2022-09-15 04:30 | 1.9291 | 1.9291
2022-09-15 05:00 | 1.9827 | 1.9827
2022-09-15 05:30 | 2.2506 | 2.2506
2022-09-15 06:00 | 2.3042 | 2.3042
2022-09-15 06:30 | 2.3042 | 2.3042
2022-09-15 07:00 | 2.5304 | 2.5304
2022-09-15 07:30 | 2.4114 | 2.4114
2022-09-15 08:00 | 2.3042 | 2.3042
2022-09-15 08:30 | 2.2506 | 2.2506
2022-09-15 09:00 | 1.9827 | 1.9827
2022-09-15 09:30 | 2.0899 | 2.0899
2022-09-15 10:00 | 1.9827 | 1.9827
2022-09-15 10:30 | 1.9291 | 1.9291
2022-09-15 11:00 | 2.0363 | 2.0363
2022-09-15 11:30 | 2.197 | 2.197
2022-09-15 12:00 | 2.2506 | 2.2506
2022-09-15 12:30 | 2.5185 | 2.5185
2022-09-15 13:00 | 2.6378 | 2.6378
2022-09-15 13:30 | 2.7329 | 2.7329
2022-09-15 14:00 | 2.9472 | 2.9472
2022-09-15 14:30 | 3.2687 | 3.2687
2022-09-15 15:00 | 3.3759 | 3.3759
2022-09-15 15:30 | 3.6974 | 3.6974
2022-09-15 16:00 | 3.9654 | 3.9654
2022-09-15 16:30 | 4.1261 | 4.1261
2022-09-15 17:00 | 4.4476 | 4.4476
2022-09-15 17:30 | 4.5548 | 4.5548
2022-09-15 18:00 | 4.5548 | 4.5548
2022-09-15 18:30 | 4.5548 | 4.5548
2022-09-15 19:00 | 4.662 | 4.662
2022-09-15 19:30 | 4.662 | 4.662
2022-09-15 20:00 | 4.1797 | 4.1797
2022-09-15 20:30 | 4.0189 | 4.0189
2022-09-15 21:00 | 3.6595 | 3.6595
2022-09-15 21:30 | 3.5903 | 3.5903
2022-09-15 22:00 | 3.2687 | 3.2687
2022-09-15 22:30 | 3.0008 | 3.0008
2022-09-15 23:00 | 2.816 | 2.816
2022-09-15 23:30 | 2.6793 | 2.6793
2022-09-16 | 2.6257 | 2.6257
2022-09-16 00:30 | 2.5721 | 2.5721
2022-09-16 01:00 | 2.465 | 2.465
2022-09-16 01:30 | 2.5185 | 2.5185
2022-09-16 02:00 | 2.3578 | 2.3578
2022-09-16 02:30 | 2.4114 | 2.4114
2022-09-16 03:00 | 2.3578 | 2.3578
2022-09-16 03:30 | 2.2506 | 2.2506
2022-09-16 04:00 | 2.2506 | 2.2506
2022-09-16 04:30 | 2.2506 | 2.2506
2022-09-16 05:00 | 2.2506 | 2.2506
2022-09-16 05:30 | 2.3578 | 2.3578
2022-09-16 06:00 | 2.465 | 2.465
2022-09-16 06:30 | 2.3578 | 2.3578
2022-09-16 07:00 | 2.6257 | 2.6257
2022-09-16 07:30 | 2.7865 | 2.7865
2022-09-16 08:00 | 2.5721 | 2.5721
2022-09-16 08:30 | 2.5185 | 2.5185
2022-09-16 09:00 | 2.3042 | 2.3042
2022-09-16 09:30 | 2.2506 | 2.2506
2022-09-16 10:00 | 2.4114 | 2.4114
2022-09-16 10:30 | 2.2506 | 2.2506
2022-09-16 11:00 | 2.2506 | 2.2506
2022-09-16 11:30 | 2.465 | 2.465
2022-09-16 12:00 | 2.5185 | 2.5185
2022-09-16 12:30 | 2.6257 | 2.6257
2022-09-16 13:00 | 2.8401 | 2.8401
2022-09-16 13:30 | 3.0008 | 3.0008
2022-09-16 14:00 | 3.2152 | 3.2152
2022-09-16 14:30 | 3.3759 | 3.3759
2022-09-16 15:00 | 3.4831 | 3.4831
2022-09-16 15:30 | 3.751 | 3.751
2022-09-16 16:00 | 4.0725 | 4.0725
2022-09-16 16:30 | 4.1797 | 4.1797
2022-09-16 17:00 | 4.3941 | 4.3941
2022-09-16 17:30 | 4.3405 | 4.3405
2022-09-16 18:00 | 4.5548 | 4.5548
2022-09-16 18:30 | 4.6084 | 4.6084
2022-09-16 19:00 | 4.6084 | 4.6084
2022-09-16 19:30 | 4.4476 | 4.4476
2022-09-16 20:00 | 4.2333 | 4.2333
2022-09-16 20:30 | 3.9654 | 3.9654
2022-09-16 21:00 | 3.6438 | 3.6438
2022-09-16 21:30 | 3.5903 | 3.5903
2022-09-16 22:00 | 3.2687 | 3.2687
2022-09-16 22:30 | 3.0544 | 3.0544
2022-09-16 23:00 | 2.9472 | 2.9472
2022-09-16 23:30 | 2.7329 | 2.7329
2022-09-17 | 2.7329 | 2.7329
2022-09-17 00:30 | 2.7329 | 2.7329
2022-09-17 01:00 | 2.6257 | 2.6257
2022-09-17 01:30 | 2.5185 | 2.5185
2022-09-17 02:00 | 2.4114 | 2.4114
2022-09-17 02:30 | 2.4114 | 2.4114
2022-09-17 03:00 | 2.3578 | 2.3578
2022-09-17 03:30 | 2.2506 | 2.2506
2022-09-17 04:00 | 2.197 | 2.197
2022-09-17 04:30 | 2.2506 | 2.2506
2022-09-17 05:00 | 2.3042 | 2.3042
2022-09-17 05:30 | 2.3042 | 2.3042
2022-09-17 06:00 | 2.2506 | 2.2506
2022-09-17 06:30 | 2.1434 | 2.1434
2022-09-17 07:00 | 2.0899 | 2.0899
2022-09-17 07:30 | 2.197 | 2.197
2022-09-17 08:00 | 2.197 | 2.197
2022-09-17 08:30 | 2.197 | 2.197
2022-09-17 09:00 | 1.9827 | 1.9827
2022-09-17 09:30 | 1.9291 | 1.9291
2022-09-17 10:00 | 1.8755 | 1.8755
2022-09-17 10:30 | 1.8755 | 1.8755
2022-09-17 11:00 | 1.8755 | 1.8755
2022-09-17 11:30 | 1.8755 | 1.8755
2022-09-17 12:00 | 2.0363 | 2.0363
2022-09-17 12:30 | 2.197 | 2.197
2022-09-17 13:00 | 2.3578 | 2.3578
2022-09-17 13:30 | 2.4114 | 2.4114
2022-09-17 14:00 | 2.5185 | 2.5185
2022-09-17 14:30 | 2.7329 | 2.7329
2022-09-17 15:00 | 2.9472 | 2.9472
2022-09-17 15:30 | 3.0544 | 3.0544
2022-09-17 16:00 | 3.1616 | 3.1616
2022-09-17 16:30 | 3.6438 | 3.6438
2022-09-17 17:00 | 3.751 | 3.751
2022-09-17 17:30 | 3.8046 | 3.8046
2022-09-17 18:00 | 4.1261 | 4.1261
2022-09-17 18:30 | 4.0189 | 4.0189
2022-09-17 19:00 | 4.1797 | 4.1797
2022-09-17 19:30 | 4.0189 | 4.0189
2022-09-17 20:00 | 3.8046 | 3.8046
2022-09-17 20:30 | 3.5367 | 3.5367
2022-09-17 21:00 | 3.2687 | 3.2687
2022-09-17 21:30 | 3.1616 | 3.1616
2022-09-17 22:00 | 3.0544 | 3.0544
2022-09-17 22:30 | 2.7865 | 2.7865
2022-09-17 23:00 | 2.5517 | 2.5517
2022-09-17 23:30 | 2.5185 | 2.5185
2022-09-18 | 2.4114 | 2.4114
2022-09-18 00:30 | 2.3042 | 2.3042
2022-09-18 01:00 | 2.197 | 2.197
2022-09-18 01:30 | 2.0899 | 2.0899
2022-09-18 02:00 | 1.9827 | 1.9827
2022-09-18 02:30 | 1.9827 | 1.9827
2022-09-18 03:00 | 2.0363 | 2.0363
2022-09-18 03:30 | 1.9291 | 1.9291
2022-09-18 04:00 | 1.8755 | 1.8755
2022-09-18 04:30 | 1.8755 | 1.8755
2022-09-18 05:00 | 1.9291 | 1.9291
2022-09-18 05:30 | 1.9827 | 1.9827
2022-09-18 06:00 | 1.9827 | 1.9827
2022-09-18 06:30 | 1.9827 | 1.9827
2022-09-18 07:00 | 1.9291 | 1.9291
2022-09-18 07:30 | 1.8755 | 1.8755
2022-09-18 08:00 | 1.9291 | 1.9291
2022-09-18 08:30 | 1.8755 | 1.8755
2022-09-18 09:00 | 1.6612 | 1.6612
2022-09-18 09:30 | 1.6612 | 1.6612
2022-09-18 10:00 | 1.3932 | 1.3932
2022-09-18 10:30 | 1.3397 | 1.3397
2022-09-18 11:00 | 1.5826 | 1.5826
2022-09-18 11:30 | 1.7148 | 1.7148
2022-09-18 12:00 | 1.7683 | 1.7683
2022-09-18 12:30 | 1.8755 | 1.8755
2022-09-18 13:00 | 1.9291 | 1.9291
2022-09-18 13:30 | 2.197 | 2.197
2022-09-18 14:00 | 2.3578 | 2.3578
2022-09-18 14:30 | 2.7329 | 2.7329
2022-09-18 15:00 | 2.9472 | 2.9472
2022-09-18 15:30 | 3.0008 | 3.0008
2022-09-18 16:00 | 3.2687 | 3.2687
2022-09-18 16:30 | 3.5367 | 3.5367
2022-09-18 17:00 | 3.8046 | 3.8046
2022-09-18 17:30 | 4.2333 | 4.2333
2022-09-18 18:00 | 4.1261 | 4.1261
2022-09-18 18:30 | 4.1261 | 4.1261
2022-09-18 19:00 | 4.2869 | 4.2869
2022-09-18 19:30 | 4.1261 | 4.1261
2022-09-18 20:00 | 3.8582 | 3.8582
2022-09-18 20:30 | 3.5903 | 3.5903
2022-09-18 21:00 | 3.2687 | 3.2687
2022-09-18 21:30 | 3.2152 | 3.2152
2022-09-18 22:00 | 3.0544 | 3.0544
2022-09-18 22:30 | 2.6257 | 2.6257
2022-09-18 23:00 | 2.5185 | 2.5185
2022-09-18 23:30 | 2.4114 | 2.4114
2022-09-19 | 2.2506 | 2.2506
2022-09-19 00:30 | 2.197 | 2.197
2022-09-19 01:00 | 2.3042 | 2.3042
2022-09-19 01:30 | 2.0363 | 2.0363
2022-09-19 02:00 | 1.9827 | 1.9827
2022-09-19 02:30 | 2.0363 | 2.0363
2022-09-19 03:00 | 1.9827 | 1.9827
2022-09-19 03:30 | 1.9827 | 1.9827
2022-09-19 04:00 | 1.9291 | 1.9291
2022-09-19 04:30 | 2.197 | 2.197
2022-09-19 05:00 | 2.1434 | 2.1434
2022-09-19 05:30 | 2.2506 | 2.2506
2022-09-19 06:00 | 2.3578 | 2.3578
2022-09-19 06:30 | 2.3042 | 2.3042
2022-09-19 07:00 | 2.3578 | 2.3578
2022-09-19 07:30 | 2.5185 | 2.5185
2022-09-19 08:00 | 2.3042 | 2.3042
2022-09-19 08:30 | 2.2506 | 2.2506
2022-09-19 09:00 | 2.2506 | 2.2506
2022-09-19 09:30 | 2.0899 | 2.0899
2022-09-19 10:00 | -0.053586 | -0.053586
2022-09-19 10:30 | -0.10717 | -0.10717
2022-09-19 11:00 | 2.2506 | 2.2506
2022-09-19 11:30 | 2.4114 | 2.4114
2022-09-19 12:00 | 2.5048 | 2.5048
2022-09-19 12:30 | 2.7865 | 2.7865
2022-09-19 13:00 | 3.0544 | 3.0544
2022-09-19 13:30 | 3.108 | 3.108
2022-09-19 14:00 | 3.3759 | 3.3759
2022-09-19 14:30 | 3.4831 | 3.4831
2022-09-19 15:00 | 3.8046 | 3.8046
2022-09-19 15:30 | 4.1797 | 4.1797
2022-09-19 16:00 | 4.3405 | 4.3405
2022-09-19 16:30 | 4.5012 | 4.5012
2022-09-19 17:00 | 4.8763 | 4.8763
2022-09-19 17:30 | 4.8763 | 4.8763
2022-09-19 18:00 | 5.1443 | 5.1443
2022-09-19 18:30 | 5.0669 | 5.0669
2022-09-19 19:00 | 5.2514 | 5.2514
2022-09-19 19:30 | 4.9498 | 4.9498
2022-09-19 20:00 | 4.4476 | 4.4476
2022-09-19 20:30 | 4.1797 | 4.1797
2022-09-19 21:00 | 3.9118 | 3.9118
2022-09-19 21:30 | 3.6974 | 3.6974
2022-09-19 22:00 | 3.3223 | 3.3223
2022-09-19 22:30 | 3.1616 | 3.1616
2022-09-19 23:00 | 2.9472 | 2.9472
2022-09-19 23:30 | 2.7329 | 2.7329
2022-09-20 | 2.5721 | 2.5721
2022-09-20 00:30 | 2.5721 | 2.5721
2022-09-20 01:00 | 2.4114 | 2.4114
2022-09-20 01:30 | 2.4114 | 2.4114
2022-09-20 02:00 | 2.3042 | 2.3042
2022-09-20 02:30 | 2.197 | 2.197
2022-09-20 03:00 | 2.3042 | 2.3042
2022-09-20 03:30 | 2.197 | 2.197
2022-09-20 04:00 | 2.197 | 2.197
2022-09-20 04:30 | 2.1868 | 2.1868
2022-09-20 05:00 | 2.3042 | 2.3042
2022-09-20 05:30 | 2.5185 | 2.5185
2022-09-20 06:00 | 2.6257 | 2.6257
2022-09-20 06:30 | 2.6257 | 2.6257
2022-09-20 07:00 | 2.6257 | 2.6257
2022-09-20 07:30 | 2.6793 | 2.6793
2022-09-20 08:00 | 2.6793 | 2.6793
2022-09-20 08:30 | 2.5185 | 2.5185
2022-09-20 09:00 | 2.6257 | 2.6257
2022-09-20 09:30 | 2.4114 | 2.4114
2022-09-20 10:00 | 2.7329 | 2.7329
2022-09-20 10:30 | 2.8401 | 2.8401
2022-09-20 11:00 | 3.0008 | 3.0008
2022-09-20 11:30 | 3.3223 | 3.3223
2022-09-20 12:00 | 3.4831 | 3.4831
2022-09-20 12:30 | 3.6438 | 3.6438
2022-09-20 13:00 | 3.9118 | 3.9118
2022-09-20 13:30 | 4.2333 | 4.2333
2022-09-20 14:00 | 4.7692 | 4.7692
2022-09-20 14:30 | 4.2333 | 4.2333
2022-09-20 15:00 | 4.9835 | 4.9835
2022-09-20 15:30 | 4.2869 | 4.2869
2022-09-20 16:00 | 4.8227 | 4.8227
2022-09-20 16:30 | 4.7156 | 4.7156
2022-09-20 17:00 | 4.9299 | 4.9299
2022-09-20 17:30 | 4.8859 | 4.8859
2022-09-20 18:00 | 4.6084 | 4.6084
2022-09-20 18:30 | 4.662 | 4.662
2022-09-20 19:00 | 4.6659 | 4.6659
2022-09-20 19:30 | 4.5051 | 4.5051
2022-09-20 20:00 | 4.1797 | 4.1797
2022-09-20 20:30 | 3.9118 | 3.9118
2022-09-20 21:00 | 3.7224 | 3.7224
2022-09-20 21:30 | 3.7029 | 3.7029
2022-09-20 22:00 | 3.2687 | 3.2687
2022-09-20 22:30 | 3.0544 | 3.0544
2022-09-20 23:00 | 2.8936 | 2.8936
2022-09-20 23:30 | 2.7865 | 2.7865
2022-09-21 | 2.6257 | 2.6257
2022-09-21 00:30 | 2.6257 | 2.6257
2022-09-21 01:00 | 2.5721 | 2.5721
2022-09-21 01:30 | 2.5185 | 2.5185
2022-09-21 02:00 | 2.5261 | 2.5261
2022-09-21 02:30 | 2.465 | 2.465
2022-09-21 03:00 | 2.5721 | 2.5721
2022-09-21 03:30 | 2.465 | 2.465
2022-09-21 04:00 | 2.3042 | 2.3042
2022-09-21 04:30 | 2.5185 | 2.5185
2022-09-21 05:00 | 2.3578 | 2.3578
2022-09-21 05:30 | 2.5721 | 2.5721
2022-09-21 06:00 | 2.6257 | 2.6257
2022-09-21 06:30 | 2.6257 | 2.6257
2022-09-21 07:00 | 2.5721 | 2.5721
2022-09-21 07:30 | 2.7329 | 2.7329
2022-09-21 08:00 | 2.6793 | 2.6793
2022-09-21 08:30 | 2.6793 | 2.6793
2022-09-21 09:00 | 2.6793 | 2.6793
2022-09-21 09:30 | 2.8401 | 2.8401
2022-09-21 10:00 | 2.7329 | 2.7329
2022-09-21 10:30 | 2.5185 | 2.5185
2022-09-21 11:00 | 0 | 0
2022-09-21 11:30 | -0.91096 | -0.91096
2022-09-21 12:00 | 1.7148 | 1.7148
2022-09-21 12:30 | 1.7148 | 1.7148
2022-09-21 13:00 | 1.8755 | 1.8755
2022-09-21 13:30 | 2.1434 | 2.1434
2022-09-21 14:00 | 2.465 | 2.465
2022-09-21 14:30 | 2.5542 | 2.5542
2022-09-21 15:00 | 2.7865 | 2.7865
2022-09-21 15:30 | 2.9891 | 2.9891
2022-09-21 16:00 | 3.3926 | 3.3926
2022-09-21 16:30 | 3.4831 | 3.4831
2022-09-21 17:00 | 3.5367 | 3.5367
2022-09-21 17:30 | 3.802 | 3.802
2022-09-21 18:00 | 3.8046 | 3.8046
2022-09-21 18:30 | 4.0189 | 4.0189
2022-09-21 19:00 | 4.1261 | 4.1261
2022-09-21 19:30 | 3.9616 | 3.9616
2022-09-21 20:00 | 3.5903 | 3.5903
2022-09-21 20:30 | 3.3223 | 3.3223
2022-09-21 21:00 | 3.1616 | 3.1616
2022-09-21 21:30 | 3.0008 | 3.0008
2022-09-21 22:00 | 2.8401 | 2.8401
2022-09-21 22:30 | 2.6257 | 2.6257
2022-09-21 23:00 | 2.4114 | 2.4114
2022-09-21 23:30 | 2.3578 | 2.3578
2022-09-22 | 2.2506 | 2.2506
2022-09-22 00:30 | 2.0899 | 2.0899
2022-09-22 01:00 | 2.2295 | 2.2295
2022-09-22 01:30 | 2.0899 | 2.0899
2022-09-22 02:00 | 1.9827 | 1.9827
2022-09-22 02:30 | 1.9291 | 1.9291
2022-09-22 03:00 | 2.0644 | 2.0644
2022-09-22 03:30 | 1.8755 | 1.8755
2022-09-22 04:00 | 1.8755 | 1.8755
2022-09-22 04:30 | 1.9291 | 1.9291
2022-09-22 05:00 | 1.9827 | 1.9827
2022-09-22 05:30 | 2.0899 | 2.0899
2022-09-22 06:00 | 2.1434 | 2.1434
2022-09-22 06:30 | 2.197 | 2.197
2022-09-22 07:00 | 2.0363 | 2.0363
2022-09-22 07:30 | 1.9827 | 1.9827
2022-09-22 08:00 | 1.9291 | 1.9291
2022-09-22 08:30 | 1.7148 | 1.7148
2022-09-22 09:00 | 1.6612 | 1.6612
2022-09-22 09:30 | 1.4468 | 1.4468
2022-09-22 10:00 | 1.4468 | 1.4468
2022-09-22 10:30 | 1.4468 | 1.4468
2022-09-22 11:00 | 1.4129 | 1.4129
2022-09-22 11:30 | 1.2861 | 1.2861
2022-09-22 12:00 | 1.3397 | 1.3397
2022-09-22 12:30 | 1.554 | 1.554
2022-09-22 13:00 | 1.6101 | 1.6101
2022-09-22 13:30 | 1.7148 | 1.7148
2022-09-22 14:00 | 1.8227 | 1.8227
2022-09-22 14:30 | 2.0302 | 2.0302
2022-09-22 15:00 | 2.3578 | 2.3578
2022-09-22 15:30 | 2.465 | 2.465
2022-09-22 16:00 | 2.7216 | 2.7216
2022-09-22 16:30 | 2.9472 | 2.9472
2022-09-22 17:00 | 3.1616 | 3.1616
2022-09-22 17:30 | 3.2687 | 3.2687
2022-09-22 18:00 | 3.4831 | 3.4831
2022-09-22 18:30 | 3.4831 | 3.4831
2022-09-22 19:00 | 3.5903 | 3.5903
2022-09-22 19:30 | 3.4295 | 3.4295
2022-09-22 20:00 | 3.2687 | 3.2687
2022-09-22 20:30 | 3.0544 | 3.0544
2022-09-22 21:00 | 2.8401 | 2.8401
2022-09-22 21:30 | 2.7865 | 2.7865
2022-09-22 22:00 | 2.5721 | 2.5721
2022-09-22 22:30 | 2.4114 | 2.4114
2022-09-22 23:00 | 2.2506 | 2.2506
2022-09-22 23:30 | 2.2331 | 2.2331
2022-09-23 | 2.0899 | 2.0899
2022-09-23 00:30 | 1.9291 | 1.9291
2022-09-23 01:00 | 1.8755 | 1.8755
2022-09-23 01:30 | 1.9291 | 1.9291
2022-09-23 02:00 | 1.8755 | 1.8755
2022-09-23 02:30 | 1.8219 | 1.8219
2022-09-23 03:00 | 1.8755 | 1.8755
2022-09-23 03:30 | 1.7683 | 1.7683
2022-09-23 04:00 | 1.8219 | 1.8219
2022-09-23 04:30 | 1.8219 | 1.8219
2022-09-23 05:00 | 1.9827 | 1.9827
2022-09-23 05:30 | 2.0363 | 2.0363
2022-09-23 06:00 | 2.1434 | 2.1434
2022-09-23 06:30 | 2.1434 | 2.1434
2022-09-23 07:00 | 2.1434 | 2.1434
2022-09-23 07:30 | 2.0899 | 2.0899
2022-09-23 08:00 | 2.0899 | 2.0899
2022-09-23 08:30 | 1.7683 | 1.7683
2022-09-23 09:00 | 1.8755 | 1.8755
2022-09-23 09:30 | 1.6612 | 1.6612
2022-09-23 10:00 | 1.554 | 1.554
2022-09-23 10:30 | 1.4468 | 1.4468
2022-09-23 11:00 | 1.4468 | 1.4468
2022-09-23 11:30 | 1.5277 | 1.5277
2022-09-23 12:00 | 1.7683 | 1.7683
2022-09-23 12:30 | 1.6612 | 1.6612
2022-09-23 13:00 | 1.7683 | 1.7683
2022-09-23 13:30 | 1.9291 | 1.9291
2022-09-23 14:00 | 2.0899 | 2.0899
2022-09-23 14:30 | 2.2506 | 2.2506
2022-09-23 15:00 | 2.4252 | 2.4252
2022-09-23 15:30 | 2.6257 | 2.6257
2022-09-23 16:00 | 2.916 | 2.916
2022-09-23 16:30 | 3.1616 | 3.1616
2022-09-23 17:00 | 3.2152 | 3.2152
2022-09-23 17:30 | 3.5367 | 3.5367
2022-09-23 18:00 | 3.5367 | 3.5367
2022-09-23 18:30 | 3.5903 | 3.5903
2022-09-23 19:00 | 3.7073 | 3.7073
2022-09-23 19:30 | 3.5367 | 3.5367
2022-09-23 20:00 | 3.2687 | 3.2687
2022-09-23 20:30 | 3.0544 | 3.0544
2022-09-23 21:00 | 2.8401 | 2.8401
2022-09-23 21:30 | 2.7865 | 2.7865
2022-09-23 22:00 | 2.5721 | 2.5721
2022-09-23 22:30 | 2.465 | 2.465
2022-09-23 23:00 | 2.3042 | 2.3042
2022-09-23 23:30 | 2.1434 | 2.1434
2022-09-24 | 1.9827 | 1.9827
2022-09-24 00:30 | 2.0819 | 2.0819
2022-09-24 01:00 | 1.9264 | 1.9264
2022-09-24 01:30 | 1.8928 | 1.8928
2022-09-24 02:00 | 1.7683 | 1.7683
2022-09-24 02:30 | 1.8755 | 1.8755
2022-09-24 03:00 | 1.7683 | 1.7683
2022-09-24 03:30 | 1.7683 | 1.7683
2022-09-24 04:00 | 1.905 | 1.905
2022-09-24 04:30 | 1.8755 | 1.8755
2022-09-24 05:00 | 1.8219 | 1.8219
2022-09-24 05:30 | 1.9291 | 1.9291
2022-09-24 06:00 | 1.9291 | 1.9291
2022-09-24 06:30 | 1.8769 | 1.8769
2022-09-24 07:00 | 2.0363 | 2.0363
2022-09-24 07:30 | 1.9291 | 1.9291
2022-09-24 08:00 | 1.8219 | 1.8219
2022-09-24 08:30 | 1.7683 | 1.7683
2022-09-24 09:00 | 1.554 | 1.554
2022-09-24 09:30 | 1.554 | 1.554
2022-09-24 10:00 | 1.398 | 1.398
2022-09-24 10:30 | 1.3932 | 1.3932
2022-09-24 11:00 | 1.3932 | 1.3932
2022-09-24 11:30 | 1.4868 | 1.4868
2022-09-24 12:00 | 1.7148 | 1.7148
2022-09-24 12:30 | 1.8219 | 1.8219
2022-09-24 13:00 | 1.6076 | 1.6076
2022-09-24 13:30 | 1.8755 | 1.8755
2022-09-24 14:00 | 2.0363 | 2.0363
2022-09-24 14:30 | 2.197 | 2.197
2022-09-24 15:00 | 2.4114 | 2.4114
2022-09-24 15:30 | 2.5721 | 2.5721
2022-09-24 16:00 | 2.8401 | 2.8401
2022-09-24 16:30 | 3.0008 | 3.0008
2022-09-24 17:00 | 3.1616 | 3.1616
2022-09-24 17:30 | 3.5903 | 3.5903
2022-09-24 18:00 | 3.5367 | 3.5367
2022-09-24 18:30 | 3.6974 | 3.6974
2022-09-24 19:00 | 3.5903 | 3.5903
2022-09-24 19:30 | 3.4682 | 3.4682
2022-09-24 20:00 | 3.3297 | 3.3297
2022-09-24 20:30 | 3.0869 | 3.0869
2022-09-24 21:00 | 2.9472 | 2.9472
2022-09-24 21:30 | 2.8401 | 2.8401
2022-09-24 22:00 | 2.6257 | 2.6257
2022-09-24 22:30 | 2.465 | 2.465
2022-09-24 23:00 | 2.3042 | 2.3042
2022-09-24 23:30 | 2.197 | 2.197
2022-09-25 | 2.0899 | 2.0899
2022-09-25 00:30 | 1.9291 | 1.9291
2022-09-25 01:00 | 1.8755 | 1.8755
2022-09-25 01:30 | 1.8755 | 1.8755
2022-09-25 02:00 | 1.8755 | 1.8755
2022-09-25 02:30 | 1.8755 | 1.8755
2022-09-25 03:00 | 1.8219 | 1.8219
2022-09-25 03:30 | 1.7683 | 1.7683
2022-09-25 04:00 | 1.8755 | 1.8755
2022-09-25 04:30 | 1.7683 | 1.7683
2022-09-25 05:00 | 1.8219 | 1.8219
2022-09-25 05:30 | 1.8755 | 1.8755
2022-09-25 06:00 | 1.8755 | 1.8755
2022-09-25 06:30 | 1.9291 | 1.9291
2022-09-25 07:00 | 1.9291 | 1.9291
2022-09-25 07:30 | 1.9291 | 1.9291
2022-09-25 08:00 | 1.7683 | 1.7683
2022-09-25 08:30 | 1.6612 | 1.6612
2022-09-25 09:00 | 1.554 | 1.554
2022-09-25 09:30 | 1.554 | 1.554
2022-09-25 10:00 | 1.4468 | 1.4468
2022-09-25 10:30 | 1.4468 | 1.4468
2022-09-25 11:00 | 1.6612 | 1.6612
2022-09-25 11:30 | 1.6612 | 1.6612
2022-09-25 12:00 | 1.9291 | 1.9291
2022-09-25 12:30 | 2.197 | 2.197
2022-09-25 13:00 | 2.197 | 2.197
2022-09-25 13:30 | 2.3042 | 2.3042
2022-09-25 14:00 | 2.3578 | 2.3578
2022-09-25 14:30 | 2.7329 | 2.7329
2022-09-25 15:00 | 2.8401 | 2.8401
2022-09-25 15:30 | 3.0544 | 3.0544
2022-09-25 16:00 | 3.3223 | 3.3223
2022-09-25 16:30 | 3.5903 | 3.5903
2022-09-25 17:00 | 3.6974 | 3.6974
2022-09-25 17:30 | 4.0189 | 4.0189
2022-09-25 18:00 | 4.0189 | 4.0189
2022-09-25 18:30 | 4.2333 | 4.2333
2022-09-25 19:00 | 4.2333 | 4.2333
2022-09-25 19:30 | 3.9118 | 3.9118
2022-09-25 20:00 | 3.6438 | 3.6438
2022-09-25 20:30 | 3.3759 | 3.3759
2022-09-25 21:00 | 3.0544 | 3.0544
2022-09-25 21:30 | 2.9472 | 2.9472
2022-09-25 22:00 | 2.6793 | 2.6793
2022-09-25 22:30 | 2.5185 | 2.5185
2022-09-25 23:00 | 2.4114 | 2.4114
2022-09-25 23:30 | 2.197 | 2.197
2022-09-26 | 2.1347 | 2.1347
2022-09-26 00:30 | 1.9291 | 1.9291
2022-09-26 01:00 | 1.8755 | 1.8755
2022-09-26 01:30 | 1.8755 | 1.8755
2022-09-26 02:00 | 1.8755 | 1.8755
2022-09-26 02:30 | 1.9291 | 1.9291
2022-09-26 03:00 | 1.8219 | 1.8219
2022-09-26 03:30 | 1.8219 | 1.8219
2022-09-26 04:00 | 1.8755 | 1.8755
2022-09-26 04:30 | 1.8755 | 1.8755
2022-09-26 05:00 | 1.9827 | 1.9827
2022-09-26 05:30 | 2.1434 | 2.1434
2022-09-26 06:00 | 2.197 | 2.197
2022-09-26 06:30 | 2.3042 | 2.3042
2022-09-26 07:00 | 2.3042 | 2.3042
2022-09-26 07:30 | 2.3042 | 2.3042
2022-09-26 08:00 | 2.0899 | 2.0899
2022-09-26 08:30 | 2.0363 | 2.0363
2022-09-26 09:00 | 1.9827 | 1.9827
2022-09-26 09:30 | 1.9827 | 1.9827
2022-09-26 10:00 | 1.7683 | 1.7683
2022-09-26 10:30 | 1.9434 | 1.9434
2022-09-26 11:00 | 2.1434 | 2.1434
2022-09-26 11:30 | 2.2506 | 2.2506
2022-09-26 12:00 | 2.4114 | 2.4114
2022-09-26 12:30 | 2.4799 | 2.4799
2022-09-26 13:00 | 2.7329 | 2.7329
2022-09-26 13:30 | 3.0544 | 3.0544
2022-09-26 14:00 | 3.1111 | 3.1111
2022-09-26 14:30 | 3.1616 | 3.1616
2022-09-26 15:00 | 3.5367 | 3.5367
2022-09-26 15:30 | 3.6974 | 3.6974
2022-09-26 16:00 | 4.0189 | 4.0189
2022-09-26 16:30 | 4.0725 | 4.0725
2022-09-26 17:00 | 4.3405 | 4.3405
2022-09-26 17:30 | 4.7692 | 4.7692
2022-09-26 18:00 | 4.5548 | 4.5548
2022-09-26 18:30 | 4.662 | 4.662
2022-09-26 19:00 | 4.662 | 4.662
2022-09-26 19:30 | 4.3941 | 4.3941
2022-09-26 20:00 | 4.1797 | 4.1797
2022-09-26 20:30 | 3.751 | 3.751
2022-09-26 21:00 | 3.5367 | 3.5367
2022-09-26 21:30 | 3.2687 | 3.2687
2022-09-26 22:00 | 3.0544 | 3.0544
2022-09-26 22:30 | 2.8936 | 2.8936
2022-09-26 23:00 | 2.5721 | 2.5721
2022-09-26 23:30 | 2.465 | 2.465
2022-09-27 | 2.4114 | 2.4114
2022-09-27 00:30 | 2.197 | 2.197
2022-09-27 01:00 | 2.1434 | 2.1434
2022-09-27 01:30 | 2.197 | 2.197
2022-09-27 02:00 | 2.0363 | 2.0363
2022-09-27 02:30 | 2.0363 | 2.0363
2022-09-27 03:00 | 2.1434 | 2.1434
2022-09-27 03:30 | 2.0363 | 2.0363
2022-09-27 04:00 | 2.0363 | 2.0363
2022-09-27 04:30 | 2.1434 | 2.1434
2022-09-27 05:00 | 2.1434 | 2.1434
2022-09-27 05:30 | 2.3042 | 2.3042
2022-09-27 06:00 | 2.465 | 2.465
2022-09-27 06:30 | 2.465 | 2.465
2022-09-27 07:00 | 2.465 | 2.465
2022-09-27 07:30 | 2.5185 | 2.5185
2022-09-27 08:00 | 2.5185 | 2.5185
2022-09-27 08:30 | 2.4114 | 2.4114
2022-09-27 09:00 | 2.3042 | 2.3042
2022-09-27 09:30 | 2.3042 | 2.3042
2022-09-27 10:00 | 2.4114 | 2.4114
2022-09-27 10:30 | 2.197 | 2.197
2022-09-27 11:00 | 2.465 | 2.465
2022-09-27 11:30 | 2.465 | 2.465
2022-09-27 12:00 | 2.6793 | 2.6793
2022-09-27 12:30 | 2.8936 | 2.8936
2022-09-27 13:00 | 3.0008 | 3.0008
2022-09-27 13:30 | 3.0544 | 3.0544
2022-09-27 14:00 | 3.3223 | 3.3223
2022-09-27 14:30 | 3.3759 | 3.3759
2022-09-27 15:00 | 3.6438 | 3.6438
2022-09-27 15:30 | 3.6974 | 3.6974
2022-09-27 16:00 | 4.0189 | 4.0189
2022-09-27 16:30 | 4.2333 | 4.2333
2022-09-27 17:00 | 4.3405 | 4.3405
2022-09-27 17:30 | 4.5656 | 4.5656
2022-09-27 18:00 | 4.662 | 4.662
2022-09-27 18:30 | 4.6866 | 4.6866
2022-09-27 19:00 | 4.8227 | 4.8227
2022-09-27 19:30 | 4.5003 | 4.5003
2022-09-27 20:00 | 4.0878 | 4.0878
2022-09-27 20:30 | 3.8536 | 3.8536
2022-09-27 21:00 | 3.4831 | 3.4831
2022-09-27 21:30 | 3.4295 | 3.4295
2022-09-27 22:00 | 3.0544 | 3.0544
2022-09-27 22:30 | 2.7865 | 2.7865
2022-09-27 23:00 | 2.6257 | 2.6257
2022-09-27 23:30 | 2.5721 | 2.5721
2022-09-28 | 2.3042 | 2.3042
2022-09-28 00:30 | 2.3042 | 2.3042
2022-09-28 01:00 | 2.3578 | 2.3578
2022-09-28 01:30 | 2.1434 | 2.1434
2022-09-28 02:00 | 2.197 | 2.197
2022-09-28 02:30 | 2.2506 | 2.2506
2022-09-28 03:00 | 2.1434 | 2.1434
2022-09-28 03:30 | 1.9827 | 1.9827
2022-09-28 04:00 | 2.0899 | 2.0899
2022-09-28 04:30 | 2.1434 | 2.1434
2022-09-28 05:00 | 2.1434 | 2.1434
2022-09-28 05:30 | 2.3042 | 2.3042
2022-09-28 06:00 | 2.3578 | 2.3578
2022-09-28 06:30 | 2.3578 | 2.3578
2022-09-28 07:00 | 2.5185 | 2.5185
2022-09-28 07:30 | 2.6257 | 2.6257
2022-09-28 08:00 | 2.5721 | 2.5721
2022-09-28 08:30 | 2.6257 | 2.6257
2022-09-28 09:00 | 2.5185 | 2.5185
2022-09-28 09:30 | 2.4114 | 2.4114
2022-09-28 10:00 | 2.5185 | 2.5185
2022-09-28 10:30 | 2.3042 | 2.3042
2022-09-28 11:00 | 2.3578 | 2.3578
2022-09-28 11:30 | 2.3042 | 2.3042
2022-09-28 12:00 | 2.3042 | 2.3042
2022-09-28 12:30 | 2.0899 | 2.0899
2022-09-28 13:00 | 2.1759 | 2.1759
2022-09-28 13:30 | 2.1434 | 2.1434
2022-09-28 14:00 | 2.197 | 2.197
2022-09-28 14:30 | 2.2197 | 2.2197
2022-09-28 15:00 | 2.1434 | 2.1434
2022-09-28 15:30 | 2.1434 | 2.1434
2022-09-28 16:00 | 2.2506 | 2.2506
2022-09-28 16:30 | 2.197 | 2.197
2022-09-28 17:00 | 2.3042 | 2.3042
2022-09-28 17:30 | 2.4603 | 2.4603
2022-09-28 18:00 | 2.6793 | 2.6793
2022-09-28 18:30 | 2.8401 | 2.8401
2022-09-28 19:00 | 3.0544 | 3.0544
2022-09-28 19:30 | 3.0544 | 3.0544
2022-09-28 20:00 | 2.8936 | 2.8936
2022-09-28 20:30 | 2.7329 | 2.7329
2022-09-28 21:00 | 2.5185 | 2.5185
2022-09-28 21:30 | 2.5185 | 2.5185
2022-09-28 22:00 | 2.3042 | 2.3042
2022-09-28 22:30 | 2.0899 | 2.0899
2022-09-28 23:00 | 2.0899 | 2.0899
2022-09-28 23:30 | 1.9827 | 1.9827
2022-09-29 | 1.8219 | 1.8219
2022-09-29 00:30 | 1.8219 | 1.8219
2022-09-29 01:00 | 1.7683 | 1.7683
2022-09-29 01:30 | 1.7148 | 1.7148
2022-09-29 02:00 | 1.6612 | 1.6612
2022-09-29 02:30 | 1.7148 | 1.7148
2022-09-29 03:00 | 1.7148 | 1.7148
2022-09-29 03:30 | 1.6612 | 1.6612
2022-09-29 04:00 | 1.7683 | 1.7683
2022-09-29 04:30 | 1.8219 | 1.8219
2022-09-29 05:00 | 1.8755 | 1.8755
2022-09-29 05:30 | 1.9827 | 1.9827
2022-09-29 06:00 | 2.1434 | 2.1434
2022-09-29 06:30 | 2.197 | 2.197
2022-09-29 07:00 | 2.2506 | 2.2506
2022-09-29 07:30 | 2.1434 | 2.1434
2022-09-29 08:00 | 1.8755 | 1.8755
2022-09-29 08:30 | 1.8219 | 1.8219
2022-09-29 09:00 | 1.554 | 1.554
2022-09-29 09:30 | 1.4468 | 1.4468
2022-09-29 10:00 | 1.3384 | 1.3384
2022-09-29 10:30 | 1.25 | 1.25
2022-09-29 11:00 | 1.2325 | 1.2325
2022-09-29 11:30 | 1.2325 | 1.2325
2022-09-29 12:00 | 1.3397 | 1.3397
2022-09-29 12:30 | 1.2325 | 1.2325
2022-09-29 13:00 | 1.3932 | 1.3932
2022-09-29 13:30 | 1.5004 | 1.5004
2022-09-29 14:00 | 1.554 | 1.554
2022-09-29 14:30 | 1.6076 | 1.6076
2022-09-29 15:00 | 1.8219 | 1.8219
2022-09-29 15:30 | 1.9827 | 1.9827
2022-09-29 16:00 | 2.1434 | 2.1434
2022-09-29 16:30 | 2.465 | 2.465
2022-09-29 17:00 | 2.5185 | 2.5185
2022-09-29 17:30 | 2.7865 | 2.7865
2022-09-29 18:00 | 3.0008 | 3.0008
2022-09-29 18:30 | 2.8936 | 2.8936
2022-09-29 19:00 | 3.2687 | 3.2687
2022-09-29 19:30 | 3.2335 | 3.2335
2022-09-29 20:00 | 2.9472 | 2.9472
2022-09-29 20:30 | 2.8401 | 2.8401
2022-09-29 21:00 | 2.6257 | 2.6257
2022-09-29 21:30 | 2.6257 | 2.6257
2022-09-29 22:00 | 2.465 | 2.465
2022-09-29 22:30 | 2.2506 | 2.2506
2022-09-29 23:00 | 2.0363 | 2.0363
2022-09-29 23:30 | 1.8755 | 1.8755
2022-09-30 | 1.8755 | 1.8755
2022-09-30 00:30 | 1.7148 | 1.7148
2022-09-30 01:00 | 1.7148 | 1.7148
2022-09-30 01:30 | 1.7148 | 1.7148
2022-09-30 02:00 | 1.6612 | 1.6612
2022-09-30 02:30 | 1.6612 | 1.6612
2022-09-30 03:00 | 1.6612 | 1.6612
2022-09-30 03:30 | 1.6076 | 1.6076
2022-09-30 04:00 | 1.6612 | 1.6612
2022-09-30 04:30 | 1.6612 | 1.6612
2022-09-30 05:00 | 1.8755 | 1.8755
2022-09-30 05:30 | 1.9827 | 1.9827
2022-09-30 06:00 | 2.0899 | 2.0899
2022-09-30 06:30 | 2.197 | 2.197
2022-09-30 07:00 | 1.9827 | 1.9827
2022-09-30 07:30 | 1.9827 | 1.9827
2022-09-30 08:00 | 1.9827 | 1.9827
2022-09-30 08:30 | 1.6612 | 1.6612
2022-09-30 09:00 | 1.554 | 1.554
2022-09-30 09:30 | 1.5004 | 1.5004
2022-09-30 10:00 | 1.3397 | 1.3397
2022-09-30 10:30 | 1.2861 | 1.2861
2022-09-30 11:00 | 1.3397 | 1.3397
2022-09-30 11:30 | 1.4468 | 1.4468
2022-09-30 12:00 | 1.4468 | 1.4468
2022-09-30 12:30 | 1.4468 | 1.4468
2022-09-30 13:00 | 1.6076 | 1.6076
2022-09-30 13:30 | 1.7148 | 1.7148
2022-09-30 14:00 | 1.8755 | 1.8755
2022-09-30 14:30 | 2.3042 | 2.3042
2022-09-30 15:00 | 2.197 | 2.197
2022-09-30 15:30 | 2.2506 | 2.2506
2022-09-30 16:00 | 2.4114 | 2.4114
2022-09-30 16:30 | 2.5721 | 2.5721
2022-09-30 17:00 | 2.8401 | 2.8401
2022-09-30 17:30 | 2.9954 | 2.9954
2022-09-30 18:00 | 3.2687 | 3.2687
2022-09-30 18:30 | 3.2687 | 3.2687
2022-09-30 19:00 | 3.3223 | 3.3223
2022-09-30 19:30 | 3.4295 | 3.4295
2022-09-30 20:00 | 3.0544 | 3.0544
2022-09-30 20:30 | 2.9472 | 2.9472
2022-09-30 21:00 | 2.7865 | 2.7865
2022-09-30 21:30 | 2.6793 | 2.6793
2022-09-30 22:00 | 2.6257 | 2.6257
2022-09-30 22:30 | 2.358 | 2.358
2022-09-30 23:00 | 2.197 | 2.197
2022-09-30 23:30 | 2.197 | 2.197
2022-10-01 | 2.0899 | 2.0899
2022-10-01 00:30 | 1.9827 | 1.9827
2022-10-01 01:00 | 1.9291 | 1.9291
2022-10-01 01:30 | 1.8755 | 1.8755
2022-10-01 02:00 | 1.8755 | 1.8755
2022-10-01 02:30 | 1.8219 | 1.8219
2022-10-01 03:00 | 1.7683 | 1.7683
2022-10-01 03:30 | 1.7683 | 1.7683
2022-10-01 04:00 | 1.8219 | 1.8219
2022-10-01 04:30 | 1.8219 | 1.8219
2022-10-01 05:00 | 1.8755 | 1.8755
2022-10-01 05:30 | 1.9827 | 1.9827
2022-10-01 06:00 | 1.9291 | 1.9291
2022-10-01 06:30 | 1.9827 | 1.9827
2022-10-01 07:00 | 2.1434 | 2.1434
2022-10-01 07:30 | 1.9827 | 1.9827
2022-10-01 08:00 | 1.8755 | 1.8755
2022-10-01 08:30 | 1.8264 | 1.8264
2022-10-01 09:00 | 1.8755 | 1.8755
2022-10-01 09:30 | 1.2861 | 1.2861
2022-10-01 10:00 | 1.4468 | 1.4468
2022-10-01 10:30 | 1.2325 | 1.2325
2022-10-01 11:00 | 1.7683 | 1.7683
2022-10-01 11:30 | 2.1434 | 2.1434
2022-10-01 12:00 | 1.7683 | 1.7683
2022-10-01 12:30 | 1.8997 | 1.8997
2022-10-01 13:00 | 2.0899 | 2.0899
2022-10-01 13:30 | 1.8755 | 1.8755
2022-10-01 14:00 | 1.9291 | 1.9291
2022-10-01 14:30 | 2.2506 | 2.2506
2022-10-01 15:00 | 2.3042 | 2.3042
2022-10-01 15:30 | 1.9827 | 1.9827
2022-10-01 16:00 | 2.5185 | 2.5185
2022-10-01 16:30 | 2.5185 | 2.5185
2022-10-01 17:00 | 2.9472 | 2.9472
2022-10-01 17:30 | 3.0544 | 3.0544
2022-10-01 18:00 | 3.2152 | 3.2152
2022-10-01 18:30 | 3.2687 | 3.2687
2022-10-01 19:00 | 3.1616 | 3.1616
2022-10-01 19:30 | 3.1616 | 3.1616
2022-10-01 20:00 | 3.0544 | 3.0544
2022-10-01 20:30 | 2.7865 | 2.7865
2022-10-01 21:00 | 2.7329 | 2.7329
2022-10-01 21:30 | 2.6793 | 2.6793
2022-10-01 22:00 | 2.5185 | 2.5185
2022-10-01 22:30 | 2.3578 | 2.3578
2022-10-01 23:00 | 2.197 | 2.197
2022-10-01 23:30 | 2.1434 | 2.1434
2022-10-02 | 2.1434 | 2.1434
2022-10-02 00:30 | 2.0363 | 2.0363
2022-10-02 01:00 | 1.9827 | 1.9827
2022-10-02 01:30 | 1.9827 | 1.9827
2022-10-02 02:00 | 1.9827 | 1.9827
2022-10-02 02:30 | 1.8755 | 1.8755
2022-10-02 03:00 | 1.8755 | 1.8755
2022-10-02 03:30 | 1.8219 | 1.8219
2022-10-02 04:00 | 1.7683 | 1.7683
2022-10-02 04:30 | 1.8219 | 1.8219
2022-10-02 05:00 | 1.8755 | 1.8755
2022-10-02 05:30 | 1.9291 | 1.9291
2022-10-02 06:00 | 1.9291 | 1.9291
2022-10-02 06:30 | 1.7683 | 1.7683
2022-10-02 07:00 | 1.8219 | 1.8219
2022-10-02 07:30 | 2.0363 | 2.0363
2022-10-02 08:00 | 1.8755 | 1.8755
2022-10-02 08:30 | 1.7148 | 1.7148
2022-10-02 09:00 | 1.8219 | 1.8219
2022-10-02 09:30 | 1.554 | 1.554
2022-10-02 10:00 | 1.554 | 1.554
2022-10-02 10:30 | 1.8755 | 1.8755
2022-10-02 11:00 | 2.197 | 2.197
2022-10-02 11:30 | 2.1407 | 2.1407
2022-10-02 12:00 | 1.9827 | 1.9827
2022-10-02 12:30 | 2.1434 | 2.1434
2022-10-02 13:00 | 2.3042 | 2.3042
2022-10-02 13:30 | 2.6257 | 2.6257
2022-10-02 14:00 | 2.6793 | 2.6793
2022-10-02 14:30 | 3.0544 | 3.0544
2022-10-02 15:00 | 3.4295 | 3.4295
2022-10-02 15:30 | 3.108 | 3.108
2022-10-02 16:00 | 3.3223 | 3.3223
2022-10-02 16:30 | 3.2687 | 3.2687
2022-10-02 17:00 | 3.4831 | 3.4831
2022-10-02 17:30 | 3.9118 | 3.9118
2022-10-02 18:00 | 3.8582 | 3.8582
2022-10-02 18:30 | 3.8582 | 3.8582
2022-10-02 19:00 | 3.9654 | 3.9654
2022-10-02 19:30 | 3.6974 | 3.6974
2022-10-02 20:00 | 3.5903 | 3.5903
2022-10-02 20:30 | 3.4295 | 3.4295
2022-10-02 21:00 | 3.0576 | 3.0576
2022-10-02 21:30 | 3.108 | 3.108
2022-10-02 22:00 | 2.9472 | 2.9472
2022-10-02 22:30 | 2.6793 | 2.6793
2022-10-02 23:00 | 2.5768 | 2.5768
2022-10-02 23:30 | 2.4114 | 2.4114
2022-10-03 | 2.3578 | 2.3578
2022-10-03 00:30 | 2.3578 | 2.3578
2022-10-03 01:00 | 2.2506 | 2.2506
2022-10-03 01:30 | 2.1434 | 2.1434
2022-10-03 02:00 | 2.1434 | 2.1434
2022-10-03 02:30 | 2.0899 | 2.0899
2022-10-03 03:00 | 2.0899 | 2.0899
2022-10-03 03:30 | 2.0363 | 2.0363
2022-10-03 04:00 | 1.9291 | 1.9291
2022-10-03 04:30 | 2.0363 | 2.0363
2022-10-03 05:00 | 2.1434 | 2.1434
2022-10-03 05:30 | 2.1434 | 2.1434
2022-10-03 06:00 | 2.0899 | 2.0899
2022-10-03 06:30 | 2.1434 | 2.1434
2022-10-03 07:00 | 2.09 | 2.09
2022-10-03 07:30 | 2.0899 | 2.0899
2022-10-03 08:00 | 2.197 | 2.197
2022-10-03 08:30 | 2.0798 | 2.0798
2022-10-03 09:00 | 2.5185 | 2.5185
2022-10-03 09:30 | 1.7683 | 1.7683
2022-10-03 10:00 | 2.5185 | 2.5185
2022-10-03 10:30 | 1.9827 | 1.9827
2022-10-03 11:00 | 2.0899 | 2.0899
2022-10-03 11:30 | 2.2506 | 2.2506
2022-10-03 12:00 | 2.7329 | 2.7329
2022-10-03 12:30 | 2.5185 | 2.5185
2022-10-03 13:00 | 2.6257 | 2.6257
2022-10-03 13:30 | 2.7865 | 2.7865
2022-10-03 14:00 | 3.0008 | 3.0008
2022-10-03 14:30 | 3.8582 | 3.8582
2022-10-03 15:00 | 3.5903 | 3.5903
2022-10-03 15:30 | 4.0189 | 4.0189
2022-10-03 16:00 | 3.9118 | 3.9118
2022-10-03 16:30 | 4.0725 | 4.0725
2022-10-03 17:00 | 4.4476 | 4.4476
2022-10-03 17:30 | 4.2869 | 4.2869
2022-10-03 18:00 | 4.4476 | 4.4476
2022-10-03 18:30 | 4.662 | 4.662
2022-10-03 19:00 | 4.4476 | 4.4476
2022-10-03 19:30 | 4.3405 | 4.3405
2022-10-03 20:00 | 4.1261 | 4.1261
2022-10-03 20:30 | 3.751 | 3.751
2022-10-03 21:00 | 3.4295 | 3.4295
2022-10-03 21:30 | 3.2687 | 3.2687
2022-10-03 22:00 | 3.108 | 3.108
2022-10-03 22:30 | 2.7329 | 2.7329
2022-10-03 23:00 | 2.5185 | 2.5185
2022-10-03 23:30 | 2.4114 | 2.4114
2022-10-04 | 2.3042 | 2.3042
2022-10-04 00:30 | 2.197 | 2.197
2022-10-04 01:00 | 2.197 | 2.197
2022-10-04 01:30 | 2.0899 | 2.0899
2022-10-04 02:00 | 2.0899 | 2.0899
2022-10-04 02:30 | 2.0899 | 2.0899
2022-10-04 03:00 | 1.9827 | 1.9827
2022-10-04 03:30 | 2.0899 | 2.0899
2022-10-04 04:00 | 1.9827 | 1.9827
2022-10-04 04:30 | 2.197 | 2.197
2022-10-04 05:00 | 2.1434 | 2.1434
2022-10-04 05:30 | 2.2506 | 2.2506
2022-10-04 06:00 | 2.3578 | 2.3578
2022-10-04 06:30 | 2.4114 | 2.4114
2022-10-04 07:00 | 2.4114 | 2.4114
2022-10-04 07:30 | 2.5185 | 2.5185
2022-10-04 08:00 | 2.6793 | 2.6793
2022-10-04 08:30 | 2.6257 | 2.6257
2022-10-04 09:00 | 2.5185 | 2.5185
2022-10-04 09:30 | 2.6793 | 2.6793
2022-10-04 10:00 | 2.2506 | 2.2506
2022-10-04 10:30 | 2.3042 | 2.3042
2022-10-04 11:00 | 2.465 | 2.465
2022-10-04 11:30 | 2.9472 | 2.9472
2022-10-04 12:00 | 3.2687 | 3.2687
2022-10-04 12:30 | 3.2152 | 3.2152
2022-10-04 13:00 | 3.9118 | 3.9118
2022-10-04 13:30 | 3.5903 | 3.5903
2022-10-04 14:00 | 3.5971 | 3.5971
2022-10-04 14:30 | 4.3941 | 4.3941
2022-10-04 15:00 | 4.2869 | 4.2869
2022-10-04 15:30 | 4.1797 | 4.1797
2022-10-04 16:00 | 4.4476 | 4.4476
2022-10-04 16:30 | 4.5548 | 4.5548
2022-10-04 17:00 | 4.9835 | 4.9835
2022-10-04 17:30 | 5.0371 | 5.0371
2022-10-04 18:00 | 4.8763 | 4.8763
2022-10-04 18:30 | 5.2514 | 5.2514
2022-10-04 19:00 | 5.2514 | 5.2514
2022-10-04 19:30 | 4.8763 | 4.8763
2022-10-04 20:00 | 4.5256 | 4.5256
2022-10-04 20:30 | 4.1446 | 4.1446
2022-10-04 21:00 | 3.8328 | 3.8328
2022-10-04 21:30 | 3.4831 | 3.4831
2022-10-04 22:00 | 3.2152 | 3.2152
2022-10-04 22:30 | 2.9472 | 2.9472
2022-10-04 23:00 | 2.7329 | 2.7329
2022-10-04 23:30 | 2.6257 | 2.6257
2022-10-05 | 2.5721 | 2.5721
2022-10-05 00:30 | 2.4114 | 2.4114
2022-10-05 01:00 | 2.4114 | 2.4114
2022-10-05 01:30 | 2.465 | 2.465
2022-10-05 02:00 | 2.3042 | 2.3042
2022-10-05 02:30 | 2.197 | 2.197
2022-10-05 03:00 | 2.2506 | 2.2506
2022-10-05 03:30 | 2.2506 | 2.2506
2022-10-05 04:00 | 2.197 | 2.197
2022-10-05 04:30 | 2.4114 | 2.4114
2022-10-05 05:00 | 2.3578 | 2.3578
2022-10-05 05:30 | 2.465 | 2.465
2022-10-05 06:00 | 2.6793 | 2.6793
2022-10-05 06:30 | 2.6793 | 2.6793
2022-10-05 07:00 | 2.8401 | 2.8401
2022-10-05 07:30 | 3.0008 | 3.0008
2022-10-05 08:00 | 3.0008 | 3.0008
2022-10-05 08:30 | 2.8401 | 2.8401
2022-10-05 09:00 | 2.8401 | 2.8401
2022-10-05 09:30 | 2.7865 | 2.7865
2022-10-05 10:00 | 2.4114 | 2.4114
2022-10-05 10:30 | 2.465 | 2.465
2022-10-05 11:00 | 2.2506 | 2.2506
2022-10-05 11:30 | 2.2506 | 2.2506
2022-10-05 12:00 | 2.2506 | 2.2506
2022-10-05 12:30 | 2.0899 | 2.0899
2022-10-05 13:00 | 2.5721 | 2.5721
2022-10-05 13:30 | 2.5721 | 2.5721
2022-10-05 14:00 | 2.6793 | 2.6793
2022-10-05 14:30 | 3.0544 | 3.0544
2022-10-05 15:00 | 2.6257 | 2.6257
2022-10-05 15:30 | 3.0544 | 3.0544
2022-10-05 16:00 | 3.4831 | 3.4831
2022-10-05 16:30 | 3.7527 | 3.7527
2022-10-05 17:00 | 3.5903 | 3.5903
2022-10-05 17:30 | 3.8046 | 3.8046
2022-10-05 18:00 | 3.8582 | 3.8582
2022-10-05 18:30 | 4.0189 | 4.0189
2022-10-05 19:00 | 4.2333 | 4.2333
2022-10-05 19:30 | 4.1797 | 4.1797
2022-10-05 20:00 | 4.0189 | 4.0189
2022-10-05 20:30 | 3.5367 | 3.5367
2022-10-05 21:00 | 3.2687 | 3.2687
2022-10-05 21:30 | 3.3223 | 3.3223
2022-10-05 22:00 | 3.0544 | 3.0544
2022-10-05 22:30 | 2.8401 | 2.8401
2022-10-05 23:00 | 2.7329 | 2.7329
2022-10-05 23:30 | 2.5185 | 2.5185
2022-10-06 | 2.465 | 2.465
2022-10-06 00:30 | 2.3042 | 2.3042
2022-10-06 01:00 | 2.3042 | 2.3042
2022-10-06 01:30 | 2.2506 | 2.2506
2022-10-06 02:00 | 2.2506 | 2.2506
2022-10-06 02:30 | 2.0363 | 2.0363
2022-10-06 03:00 | 2.0899 | 2.0899
2022-10-06 03:30 | 2.1434 | 2.1434
2022-10-06 04:00 | 2.0363 | 2.0363
2022-10-06 04:30 | 2.1434 | 2.1434
2022-10-06 05:00 | 2.2506 | 2.2506
2022-10-06 05:30 | 2.3042 | 2.3042
2022-10-06 06:00 | 2.4114 | 2.4114
2022-10-06 06:30 | 2.5185 | 2.5185
2022-10-06 07:00 | 2.5185 | 2.5185
2022-10-06 07:30 | 2.6257 | 2.6257
2022-10-06 08:00 | 2.7329 | 2.7329
2022-10-06 08:30 | 2.5721 | 2.5721
2022-10-06 09:00 | 2.5721 | 2.5721
2022-10-06 09:30 | 2.4114 | 2.4114
2022-10-06 10:00 | 2.465 | 2.465
2022-10-06 10:30 | 2.6257 | 2.6257
2022-10-06 11:00 | 2.5721 | 2.5721
2022-10-06 11:30 | 2.8401 | 2.8401
2022-10-06 12:00 | 3.2152 | 3.2152
2022-10-06 12:30 | 3.2687 | 3.2687
2022-10-06 13:00 | 3.6438 | 3.6438
2022-10-06 13:30 | 3.8046 | 3.8046
2022-10-06 14:00 | 3.6974 | 3.6974
2022-10-06 14:30 | 4.0725 | 4.0725
2022-10-06 15:00 | 4.4476 | 4.4476
2022-10-06 15:30 | 4.4476 | 4.4476
2022-10-06 16:00 | 4.2869 | 4.2869
2022-10-06 16:30 | 4.4476 | 4.4476
2022-10-06 17:00 | 4.7692 | 4.7692
2022-10-06 17:30 | 4.8227 | 4.8227
2022-10-06 18:00 | 4.8763 | 4.8763
2022-10-06 18:30 | 5.0907 | 5.0907
2022-10-06 19:00 | 5.1443 | 5.1443
2022-10-06 19:30 | 5.0907 | 5.0907
2022-10-06 20:00 | 4.7661 | 4.7661
2022-10-06 20:30 | 4.4204 | 4.4204
2022-10-06 21:00 | 4.1261 | 4.1261
2022-10-06 21:30 | 3.9654 | 3.9654
2022-10-06 22:00 | 3.5367 | 3.5367
2022-10-06 22:30 | 3.3759 | 3.3759
2022-10-06 23:00 | 3.108 | 3.108
2022-10-06 23:30 | 2.9472 | 2.9472
2022-10-07 | 2.7865 | 2.7865
2022-10-07 00:30 | 2.6793 | 2.6793
2022-10-07 01:00 | 2.5721 | 2.5721
2022-10-07 01:30 | 2.5721 | 2.5721
2022-10-07 02:00 | 2.4114 | 2.4114
2022-10-07 02:30 | 2.4114 | 2.4114
2022-10-07 03:00 | 2.4114 | 2.4114
2022-10-07 03:30 | 2.3578 | 2.3578
2022-10-07 04:00 | 2.3578 | 2.3578
2022-10-07 04:30 | 2.5185 | 2.5185
2022-10-07 05:00 | 2.5185 | 2.5185
2022-10-07 05:30 | 2.5185 | 2.5185
2022-10-07 06:00 | 2.6793 | 2.6793
2022-10-07 06:30 | 2.8401 | 2.8401
2022-10-07 07:00 | 2.9472 | 2.9472
2022-10-07 07:30 | 3.108 | 3.108
2022-10-07 08:00 | 3.0008 | 3.0008
2022-10-07 08:30 | 3.0544 | 3.0544
2022-10-07 09:00 | 2.9472 | 2.9472
2022-10-07 09:30 | 2.9724 | 2.9724
2022-10-07 10:00 | 3.2687 | 3.2687
2022-10-07 10:30 | 3.2687 | 3.2687
2022-10-07 11:00 | 3.3307 | 3.3307
2022-10-07 11:30 | 3.4831 | 3.4831
2022-10-07 12:00 | 3.9654 | 3.9654
2022-10-07 12:30 | 3.8046 | 3.8046
2022-10-07 13:00 | 4.0189 | 4.0189
2022-10-07 13:30 | 4.0189 | 4.0189
2022-10-07 14:00 | 4.6611 | 4.6611
2022-10-07 14:30 | 4.3001 | 4.3001
2022-10-07 15:00 | 4.7692 | 4.7692
2022-10-07 15:30 | 4.379 | 4.379
2022-10-07 16:00 | 4.7692 | 4.7692
2022-10-07 16:30 | 4.8763 | 4.8763
2022-10-07 17:00 | 5.0371 | 5.0371
2022-10-07 17:30 | 5.3976 | 5.3976
2022-10-07 18:00 | 4.9835 | 4.9835
2022-10-07 18:30 | 4.7156 | 4.7156
2022-10-07 19:00 | 4.9299 | 4.9299
2022-10-07 19:30 | 4.6084 | 4.6084
2022-10-07 20:00 | 4.2326 | 4.2326
2022-10-07 20:30 | 4.0196 | 4.0196
2022-10-07 21:00 | 3.8054 | 3.8054
2022-10-07 21:30 | 3.7583 | 3.7583
2022-10-07 22:00 | 3.5657 | 3.5657
2022-10-07 22:30 | 3.1554 | 3.1554
2022-10-07 23:00 | 2.952 | 2.952
2022-10-07 23:30 | 2.8199 | 2.8199
2022-10-08 | 2.6793 | 2.6793
2022-10-08 00:30 | 2.6497 | 2.6497
2022-10-08 01:00 | 2.6257 | 2.6257
2022-10-08 01:30 | 2.3578 | 2.3578
2022-10-08 02:00 | 2.4114 | 2.4114
2022-10-08 02:30 | 2.4114 | 2.4114
2022-10-08 03:00 | 2.4537 | 2.4537
2022-10-08 03:30 | 2.3578 | 2.3578
2022-10-08 04:00 | 2.465 | 2.465
2022-10-08 04:30 | 2.3578 | 2.3578
2022-10-08 05:00 | 2.5185 | 2.5185
2022-10-08 05:30 | 2.5185 | 2.5185
2022-10-08 06:00 | 2.5185 | 2.5185
2022-10-08 06:30 | 2.465 | 2.465
2022-10-08 07:00 | 2.5185 | 2.5185
2022-10-08 07:30 | 2.5721 | 2.5721
2022-10-08 08:00 | 2.7865 | 2.7865
2022-10-08 08:30 | 2.8401 | 2.8401
2022-10-08 09:00 | 2.9472 | 2.9472
2022-10-08 09:30 | 2.7329 | 2.7329
2022-10-08 10:00 | 2.7329 | 2.7329
2022-10-08 10:30 | 2.7227 | 2.7227
2022-10-08 11:00 | 3.0544 | 3.0544
2022-10-08 11:30 | 3.0008 | 3.0008
2022-10-08 12:00 | 3.2152 | 3.2152
2022-10-08 12:30 | 3.5367 | 3.5367
2022-10-08 13:00 | 3.6974 | 3.6974
2022-10-08 13:30 | 3.6974 | 3.6974
2022-10-08 14:00 | 3.5367 | 3.5367
2022-10-08 14:30 | 3.4831 | 3.4831
2022-10-08 15:00 | 3.9654 | 3.9654
2022-10-08 15:30 | 3.8046 | 3.8046
2022-10-08 16:00 | 3.6438 | 3.6438
2022-10-08 16:30 | 3.5367 | 3.5367
2022-10-08 17:00 | 3.9654 | 3.9654
2022-10-08 17:30 | 3.9118 | 3.9118
2022-10-08 18:00 | 3.8046 | 3.8046
2022-10-08 18:30 | 4.0725 | 4.0725
2022-10-08 19:00 | 4.0189 | 4.0189
2022-10-08 19:30 | 4.0725 | 4.0725
2022-10-08 20:00 | 3.6974 | 3.6974
2022-10-08 20:30 | 3.3759 | 3.3759
2022-10-08 21:00 | 3.2687 | 3.2687
2022-10-08 21:30 | 3.1616 | 3.1616
2022-10-08 22:00 | 3.0008 | 3.0008
2022-10-08 22:30 | 2.8401 | 2.8401
2022-10-08 23:00 | 2.6257 | 2.6257
2022-10-08 23:30 | 2.5185 | 2.5185
2022-10-09 | 2.4 | 2.4
2022-10-09 00:30 | 2.3042 | 2.3042
2022-10-09 01:00 | 2.197 | 2.197
2022-10-09 01:30 | 2.0888 | 2.0888
2022-10-09 02:00 | 2.197 | 2.197
2022-10-09 02:30 | 2.0351 | 2.0351
2022-10-09 03:00 | 2.1434 | 2.1434
2022-10-09 03:30 | 2.0899 | 2.0899
2022-10-09 04:00 | 2.0363 | 2.0363
2022-10-09 04:30 | 1.9827 | 1.9827
2022-10-09 05:00 | 1.9827 | 1.9827
2022-10-09 05:30 | 2.0899 | 2.0899
2022-10-09 06:00 | 1.9827 | 1.9827
2022-10-09 06:30 | 1.8219 | 1.8219
2022-10-09 07:00 | 1.9429 | 1.9429
2022-10-09 07:30 | 1.8219 | 1.8219
2022-10-09 08:00 | 1.8219 | 1.8219
2022-10-09 08:30 | 1.8219 | 1.8219
2022-10-09 09:00 | 1.8219 | 1.8219
2022-10-09 09:30 | 1.8219 | 1.8219
2022-10-09 10:00 | 1.8219 | 1.8219
2022-10-09 10:30 | 1.8219 | 1.8219
2022-10-09 11:00 | 1.8219 | 1.8219
2022-10-09 11:30 | 1.8219 | 1.8219
2022-10-09 12:00 | 1.8219 | 1.8219
2022-10-09 12:30 | 1.9827 | 1.9827
2022-10-09 13:00 | 1.7683 | 1.7683
2022-10-09 13:30 | 1.8755 | 1.8755
2022-10-09 14:00 | 2.0899 | 2.0899
2022-10-09 14:30 | 2.197 | 2.197
2022-10-09 15:00 | 2.3578 | 2.3578
2022-10-09 15:30 | 2.5185 | 2.5185
2022-10-09 16:00 | 2.9007 | 2.9007
2022-10-09 16:30 | 3.1616 | 3.1616
2022-10-09 17:00 | 3.2152 | 3.2152
2022-10-09 17:30 | 3.5903 | 3.5903
2022-10-09 18:00 | 3.6974 | 3.6974
2022-10-09 18:30 | 3.7965 | 3.7965
2022-10-09 19:00 | 3.9118 | 3.9118
2022-10-09 19:30 | 3.751 | 3.751
2022-10-09 20:00 | 3.5903 | 3.5903
2022-10-09 20:30 | 3.2687 | 3.2687
2022-10-09 21:00 | 3.0544 | 3.0544
2022-10-09 21:30 | 2.9472 | 2.9472
2022-10-09 22:00 | 2.6257 | 2.6257
2022-10-09 22:30 | 2.5721 | 2.5721
2022-10-09 23:00 | 2.4114 | 2.4114
2022-10-09 23:30 | 2.465 | 2.465
2022-10-10 | 2.465 | 2.465
2022-10-10 00:30 | 2.465 | 2.465
2022-10-10 01:00 | 2.465 | 2.465
2022-10-10 01:30 | 2.4114 | 2.4114
2022-10-10 02:00 | 2.0899 | 2.0899
2022-10-10 02:30 | 1.8755 | 1.8755
2022-10-10 03:00 | 1.8219 | 1.8219
2022-10-10 03:30 | 1.8219 | 1.8219
2022-10-10 04:00 | 1.8219 | 1.8219
2022-10-10 04:30 | 1.9827 | 1.9827
2022-10-10 05:00 | 2.0363 | 2.0363
2022-10-10 05:30 | 2.1434 | 2.1434
2022-10-10 06:00 | 2.197 | 2.197
2022-10-10 06:30 | 2.3042 | 2.3042
2022-10-10 07:00 | 2.4114 | 2.4114
2022-10-10 07:30 | 2.3578 | 2.3578
2022-10-10 08:00 | 2.3578 | 2.3578
2022-10-10 08:30 | 2.3578 | 2.3578
2022-10-10 09:00 | 2.0831 | 2.0831
2022-10-10 09:30 | 2.3578 | 2.3578
2022-10-10 10:00 | 1.7683 | 1.7683
2022-10-10 10:30 | 1.7683 | 1.7683
2022-10-10 11:00 | 1.8219 | 1.8219
2022-10-10 11:30 | 2.0269 | 2.0269
2022-10-10 12:00 | 2.0801 | 2.0801
2022-10-10 12:30 | 2.1434 | 2.1434
2022-10-10 13:00 | 2.354 | 2.354
2022-10-10 13:30 | 2.5721 | 2.5721
2022-10-10 14:00 | 2.6257 | 2.6257
2022-10-10 14:30 | 2.6257 | 2.6257
2022-10-10 15:00 | 3.0544 | 3.0544
2022-10-10 15:30 | 3.2086 | 3.2086
2022-10-10 16:00 | 3.3223 | 3.3223
2022-10-10 16:30 | 3.5903 | 3.5903
2022-10-10 17:00 | 3.8582 | 3.8582
2022-10-10 17:30 | 3.9654 | 3.9654
2022-10-10 18:00 | 4.1261 | 4.1261
2022-10-10 18:30 | 4.3941 | 4.3941
2022-10-10 19:00 | 4.3405 | 4.3405
2022-10-10 19:30 | 4.1261 | 4.1261
2022-10-10 20:00 | 3.751 | 3.751
2022-10-10 20:30 | 3.4964 | 3.4964
2022-10-10 21:00 | 3.2687 | 3.2687
2022-10-10 21:30 | 3.108 | 3.108
2022-10-10 22:00 | 2.9472 | 2.9472
2022-10-10 22:30 | 2.6257 | 2.6257
2022-10-10 23:00 | 2.4114 | 2.4114
2022-10-10 23:30 | 2.3042 | 2.3042
2022-10-11 | 2.3042 | 2.3042
2022-10-11 00:30 | 2.197 | 2.197
2022-10-11 01:00 | 2.0899 | 2.0899
2022-10-11 01:30 | 2.0899 | 2.0899
2022-10-11 02:00 | 1.9827 | 1.9827
2022-10-11 02:30 | 1.9827 | 1.9827
2022-10-11 03:00 | 1.9827 | 1.9827
2022-10-11 03:30 | 1.9291 | 1.9291
2022-10-11 04:00 | 1.9827 | 1.9827
2022-10-11 04:30 | 1.9827 | 1.9827
2022-10-11 05:00 | 2.0899 | 2.0899
2022-10-11 05:30 | 2.0899 | 2.0899
2022-10-11 06:00 | 2.1434 | 2.1434
2022-10-11 06:30 | 2.3042 | 2.3042
2022-10-11 07:00 | 2.2506 | 2.2506
2022-10-11 07:30 | 2.465 | 2.465
2022-10-11 08:00 | 2.2506 | 2.2506
2022-10-11 08:30 | 2.1691 | 2.1691
2022-10-11 09:00 | 2.197 | 2.197
2022-10-11 09:30 | 2.197 | 2.197
2022-10-11 10:00 | 2.2506 | 2.2506
2022-10-11 10:30 | 2.4114 | 2.4114
2022-10-11 11:00 | 2.4114 | 2.4114
2022-10-11 11:30 | 2.7329 | 2.7329
2022-10-11 12:00 | 2.6793 | 2.6793
2022-10-11 12:30 | 3.0008 | 3.0008
2022-10-11 13:00 | 3.0544 | 3.0544
2022-10-11 13:30 | 3.2687 | 3.2687
2022-10-11 14:00 | 3.4831 | 3.4831
2022-10-11 14:30 | 3.4831 | 3.4831
2022-10-11 15:00 | 3.6974 | 3.6974
2022-10-11 15:30 | 4.1797 | 4.1797
2022-10-11 16:00 | 4.1261 | 4.1261
2022-10-11 16:30 | 4.5548 | 4.5548
2022-10-11 17:00 | 4.662 | 4.662
2022-10-11 17:30 | 4.8763 | 4.8763
2022-10-11 18:00 | 5.0907 | 5.0907
2022-10-11 18:30 | 5.0907 | 5.0907
2022-10-11 19:00 | 4.9835 | 4.9835
2022-10-11 19:30 | 4.7692 | 4.7692
2022-10-11 20:00 | 4.4476 | 4.4476
2022-10-11 20:30 | 4.1261 | 4.1261
2022-10-11 21:00 | 3.8046 | 3.8046
2022-10-11 21:30 | 3.6438 | 3.6438
2022-10-11 22:00 | 3.2687 | 3.2687
2022-10-11 22:30 | 3.108 | 3.108
2022-10-11 23:00 | 2.8401 | 2.8401
2022-10-11 23:30 | 2.7329 | 2.7329
2022-10-12 | 2.5185 | 2.5185
2022-10-12 00:30 | 2.4114 | 2.4114
2022-10-12 01:00 | 2.3578 | 2.3578
2022-10-12 01:30 | 2.2506 | 2.2506
2022-10-12 02:00 | 2.3042 | 2.3042
2022-10-12 02:30 | 2.2506 | 2.2506
2022-10-12 03:00 | 2.197 | 2.197
2022-10-12 03:30 | 2.2506 | 2.2506
2022-10-12 04:00 | 2.1434 | 2.1434
2022-10-12 04:30 | 2.2506 | 2.2506
2022-10-12 05:00 | 2.4114 | 2.4114
2022-10-12 05:30 | 2.465 | 2.465
2022-10-12 06:00 | 2.465 | 2.465
2022-10-12 06:30 | 2.6257 | 2.6257
2022-10-12 07:00 | 2.6257 | 2.6257
2022-10-12 07:30 | 2.8401 | 2.8401
2022-10-12 08:00 | 2.7329 | 2.7329
2022-10-12 08:30 | 2.6257 | 2.6257
2022-10-12 09:00 | 0 | 0
2022-10-12 09:30 | 0 | 0
2022-10-12 10:00 | 0 | 0
2022-10-12 10:30 | 0 | 0
2022-10-12 11:00 | 0 | 0
2022-10-12 11:30 | 0 | 0
2022-10-12 12:00 | 0 | 0
2022-10-12 12:30 | 0 | 0
2022-10-12 13:00 | 0 | 0
2022-10-12 13:30 | 0 | 0
2022-10-12 14:00 | 0 | 0
2022-10-12 14:30 | 0 | 0
2022-10-12 15:00 | 0 | 0
2022-10-12 15:30 | 0 | 0
2022-10-12 16:00 | 0 | 0
2022-10-12 16:30 | 0 | 0
2022-10-12 17:00 | 0 | 0
2022-10-12 17:30 | 0 | 0
2022-10-12 18:00 | 0 | 0
2022-10-12 18:30 | 0 | 0
2022-10-12 19:00 | 0 | 0
2022-10-12 19:30 | 0 | 0
2022-10-12 20:00 | 0 | 0
2022-10-12 20:30 | 0 | 0
2022-10-12 21:00 | 0 | 0
2022-10-12 21:30 | 0 | 0
2022-10-12 22:00 | 0 | 0
2022-10-12 22:30 | 0 | 0
2022-10-12 23:00 | 0 | 0
2022-10-12 23:30 | 0 | 0
2022-10-13 | 0 | 0
2022-10-13 00:30 | 0 | 0
2022-10-13 01:00 | 0 | 0
2022-10-13 01:30 | 0 | 0
2022-10-13 02:00 | 0 | 0
2022-10-13 02:30 | 0 | 0
2022-10-13 03:00 | 0 | 0
2022-10-13 03:30 | 0 | 0
2022-10-13 04:00 | 0 | 0
2022-10-13 04:30 | 0 | 0
2022-10-13 05:00 | 0 | 0
2022-10-13 05:30 | 0 | 0
2022-10-13 06:00 | 0 | 0
2022-10-13 06:30 | 0 | 0
2022-10-13 07:00 | 0 | 0
2022-10-13 07:30 | 0 | 0
2022-10-13 08:00 | 0 | 0
2022-10-13 08:30 | 0 | 0
2022-10-13 09:00 | 0 | 0
2022-10-13 09:30 | 0 | 0
2022-10-13 10:00 | 0 | 0
2022-10-13 10:30 | 0 | 0
2022-10-13 11:00 | 0 | 0
2022-10-13 11:30 | 0 | 0
2022-10-13 12:00 | 0 | 0
2022-10-13 12:30 | 0 | 0
2022-10-13 13:00 | 0 | 0
2022-10-13 13:30 | 0 | 0
2022-10-13 14:00 | 0 | 0
2022-10-13 14:30 | 0 | 0
2022-10-13 15:00 | 0 | 0
2022-10-13 15:30 | 0 | 0
2022-10-13 16:00 | 0 | 0
2022-10-13 16:30 | 0 | 0
2022-10-13 17:00 | 0 | 0
2022-10-13 17:30 | 0 | 0
2022-10-13 18:00 | 0 | 0
2022-10-13 18:30 | 0 | 0
2022-10-13 19:00 | 0 | 0
2022-10-13 19:30 | 0 | 0
2022-10-13 20:00 | 0 | 0
2022-10-13 20:30 | 0 | 0
2022-10-13 21:00 | 0 | 0
2022-10-13 21:30 | 0 | 0
2022-10-13 22:00 | 0 | 0
2022-10-13 22:30 | 0 | 0
2022-10-13 23:00 | 0 | 0
2022-10-13 23:30 | 0 | 0
2022-10-14 | 0 | 0
2022-10-14 00:30 | 0 | 0
2022-10-14 01:00 | 0 | 0
2022-10-14 01:30 | 0 | 0
2022-10-14 02:00 | 0 | 0
2022-10-14 02:30 | 0 | 0
2022-10-14 03:00 | 0 | 0
2022-10-14 03:30 | 0 | 0
2022-10-14 04:00 | 0 | 0
2022-10-14 04:30 | 0 | 0
2022-10-14 05:00 | 0 | 0
2022-10-14 05:30 | 0 | 0
2022-10-14 06:00 | 0 | 0
2022-10-14 06:30 | 0 | 0
2022-10-14 07:00 | 0 | 0
2022-10-14 07:30 | 0 | 0
2022-10-14 08:00 | 0 | 0
2022-10-14 08:30 | 0 | 0
2022-10-14 09:00 | 0 | 0
2022-10-14 09:30 | 0 | 0
2022-10-14 10:00 | 0 | 0
2022-10-14 10:30 | 0 | 0
2022-10-14 11:00 | 0 | 0
2022-10-14 11:30 | 0 | 0
2022-10-14 12:00 | 0 | 0
2022-10-14 12:30 | 0 | 0
2022-10-14 13:00 | 0 | 0
2022-10-14 13:30 | 0 | 0
2022-10-14 14:00 | 0 | 0
2022-10-14 14:30 | 0 | 0
2022-10-14 15:00 | 0 | 0
2022-10-14 15:30 | 0 | 0
2022-10-14 16:00 | 0 | 0
2022-10-14 16:30 | 0 | 0
2022-10-14 17:00 | 0 | 0
2022-10-14 17:30 | 0 | 0
2022-10-14 18:00 | 0 | 0
2022-10-14 18:30 | 0 | 0
2022-10-14 19:00 | 0 | 0
2022-10-14 19:30 | 0 | 0
2022-10-14 20:00 | 0 | 0
2022-10-14 20:30 | 0 | 0
2022-10-14 21:00 | 0 | 0
2022-10-14 21:30 | 0 | 0
2022-10-14 22:00 | 0 | 0
2022-10-14 22:30 | 0 | 0
2022-10-14 23:00 | 0 | 0
2022-10-14 23:30 | 0 | 0
2022-10-15 | 0 | 0
2022-10-15 00:30 | 0 | 0
2022-10-15 01:00 | 0 | 0
2022-10-15 01:30 | 0 | 0
2022-10-15 02:00 | 0 | 0
2022-10-15 02:30 | 0 | 0
2022-10-15 03:00 | 0 | 0
2022-10-15 03:30 | 0 | 0
2022-10-15 04:00 | 0 | 0
2022-10-15 04:30 | 0 | 0
2022-10-15 05:00 | 0 | 0
2022-10-15 05:30 | 0 | 0
2022-10-15 06:00 | 0 | 0
2022-10-15 06:30 | 0 | 0
2022-10-15 07:00 | 0 | 0
2022-10-15 07:30 | 0 | 0
2022-10-15 08:00 | 0 | 0
2022-10-15 08:30 | 0 | 0
2022-10-15 09:00 | 0 | 0
2022-10-15 09:30 | 0 | 0
2022-10-15 10:00 | 0 | 0
2022-10-15 10:30 | 0 | 0
2022-10-15 11:00 | 0 | 0
2022-10-15 11:30 | 0 | 0
2022-10-15 12:00 | 0 | 0
2022-10-15 12:30 | 0 | 0
2022-10-15 13:00 | 0 | 0
2022-10-15 13:30 | 0 | 0
2022-10-15 14:00 | 0 | 0
2022-10-15 14:30 | 0 | 0
2022-10-15 15:00 | 0 | 0
2022-10-15 15:30 | 0 | 0
2022-10-15 16:00 | 0 | 0
2022-10-15 16:30 | 0 | 0
2022-10-15 17:00 | 4.7692 | 4.7692
2022-10-15 17:30 | 4.8763 | 4.8763
2022-10-15 18:00 | 5.1978 | 5.1978
2022-10-15 18:30 | 5.1443 | 5.1443
2022-10-15 19:00 | 5.0822 | 5.0822
2022-10-15 19:30 | 5.0371 | 5.0371
2022-10-15 20:00 | 4.662 | 4.662
2022-10-15 20:30 | 4.4476 | 4.4476
2022-10-15 21:00 | 4.2869 | 4.2869
2022-10-15 21:30 | 4.0725 | 4.0725
2022-10-15 22:00 | 3.6974 | 3.6974
2022-10-15 22:30 | 3.6438 | 3.6438
2022-10-15 23:00 | 3.3223 | 3.3223
2022-10-15 23:30 | 3.3759 | 3.3759
2022-10-16 | 3.1616 | 3.1616
2022-10-16 00:30 | 2.8936 | 2.8936
2022-10-16 01:00 | 2.8936 | 2.8936
2022-10-16 01:30 | 2.7329 | 2.7329
2022-10-16 02:00 | 2.8401 | 2.8401
2022-10-16 02:30 | 2.7865 | 2.7865
2022-10-16 03:00 | 2.6257 | 2.6257
2022-10-16 03:30 | 2.6257 | 2.6257
2022-10-16 04:00 | 2.6257 | 2.6257
2022-10-16 04:30 | 2.6257 | 2.6257
2022-10-16 05:00 | 2.6793 | 2.6793
2022-10-16 05:30 | 2.7329 | 2.7329
2022-10-16 06:00 | 2.6257 | 2.6257
2022-10-16 06:30 | 2.5185 | 2.5185
2022-10-16 07:00 | 2.6257 | 2.6257
2022-10-16 07:30 | 2.7329 | 2.7329
2022-10-16 08:00 | 2.7329 | 2.7329
2022-10-16 08:30 | 2.6257 | 2.6257
2022-10-16 09:00 | 2.465 | 2.465
2022-10-16 09:30 | 2.6257 | 2.6257
2022-10-16 10:00 | 2.7329 | 2.7329
2022-10-16 10:30 | 2.9472 | 2.9472
2022-10-16 11:00 | 3.108 | 3.108
2022-10-16 11:30 | 3.3071 | 3.3071
2022-10-16 12:00 | 3.5735 | 3.5735
2022-10-16 12:30 | 3.6974 | 3.6974
2022-10-16 13:00 | 3.8203 | 3.8203
2022-10-16 13:30 | 4.3961 | 4.3961
2022-10-16 14:00 | 4.7972 | 4.7972
2022-10-16 14:30 | 5.0613 | 5.0613
2022-10-16 15:00 | 4.7026 | 4.7026
2022-10-16 15:30 | 4.0575 | 4.0575
2022-10-16 16:00 | 3.6974 | 3.6974
2022-10-16 16:30 | 3.4831 | 3.4831
2022-10-16 17:00 | 3.524 | 3.524
2022-10-16 17:30 | 3.5367 | 3.5367
2022-10-16 18:00 | 3.6958 | 3.6958
2022-10-16 18:30 | 3.5367 | 3.5367
2022-10-16 19:00 | 3.6919 | 3.6919
2022-10-16 19:30 | 3.7527 | 3.7527
2022-10-16 20:00 | 3.537 | 3.537
2022-10-16 20:30 | 3.3282 | 3.3282
2022-10-16 21:00 | 3.2152 | 3.2152
2022-10-16 21:30 | 3.0551 | 3.0551
2022-10-16 22:00 | 3.0544 | 3.0544
2022-10-16 22:30 | 2.9472 | 2.9472
2022-10-16 23:00 | 2.7329 | 2.7329
2022-10-16 23:30 | 2.5721 | 2.5721
2022-10-17 | 2.5185 | 2.5185
2022-10-17 00:30 | 2.5185 | 2.5185
2022-10-17 01:00 | 2.3042 | 2.3042
2022-10-17 01:30 | 2.3042 | 2.3042
2022-10-17 02:00 | 2.4114 | 2.4114
2022-10-17 02:30 | 2.3578 | 2.3578
2022-10-17 03:00 | 2.2506 | 2.2506
2022-10-17 03:30 | 2.4114 | 2.4114
2022-10-17 04:00 | 2.465 | 2.465
2022-10-17 04:30 | 2.465 | 2.465
2022-10-17 05:00 | 2.5185 | 2.5185
2022-10-17 05:30 | 2.6257 | 2.6257
2022-10-17 06:00 | 2.6257 | 2.6257
2022-10-17 06:30 | 2.6257 | 2.6257
2022-10-17 07:00 | 2.8401 | 2.8401
2022-10-17 07:30 | 2.6257 | 2.6257
2022-10-17 08:00 | 2.5721 | 2.5721
2022-10-17 08:30 | 2.5185 | 2.5185
2022-10-17 09:00 | 2.465 | 2.465
2022-10-17 09:30 | 2.465 | 2.465
2022-10-17 10:00 | 2.4114 | 2.4114
2022-10-17 10:30 | 2.5721 | 2.5721
2022-10-17 11:00 | 2.6257 | 2.6257
2022-10-17 11:30 | 2.8401 | 2.8401
2022-10-17 12:00 | 3.0008 | 3.0008
2022-10-17 12:30 | 3.1616 | 3.1616
2022-10-17 13:00 | 3.274 | 3.274
2022-10-17 13:30 | 3.3759 | 3.3759
2022-10-17 14:00 | 3.5903 | 3.5903
2022-10-17 14:30 | 3.8582 | 3.8582
2022-10-17 15:00 | 4.0725 | 4.0725
2022-10-17 15:30 | 4.2869 | 4.2869
2022-10-17 16:00 | 4.5012 | 4.5012
2022-10-17 16:30 | 4.6624 | 4.6624
2022-10-17 17:00 | 4.9835 | 4.9835
2022-10-17 17:30 | 5.0907 | 5.0907
2022-10-17 18:00 | 5.0907 | 5.0907
2022-10-17 18:30 | 5.4122 | 5.4122
2022-10-17 19:00 | 5.4122 | 5.4122
2022-10-17 19:30 | 5.0371 | 5.0371
2022-10-17 20:00 | 4.8763 | 4.8763
2022-10-17 20:30 | 4.3405 | 4.3405
2022-10-17 21:00 | 4.0189 | 4.0189
2022-10-17 21:30 | 4.0189 | 4.0189
2022-10-17 22:00 | 3.6974 | 3.6974
2022-10-17 22:30 | 3.4831 | 3.4831
2022-10-17 23:00 | 3.2687 | 3.2687
2022-10-17 23:30 | 3.108 | 3.108
2022-10-18 | 2.9472 | 2.9472
2022-10-18 00:30 | 2.8401 | 2.8401
2022-10-18 01:00 | 2.8401 | 2.8401
2022-10-18 01:30 | 2.7329 | 2.7329
2022-10-18 02:00 | 2.6793 | 2.6793
2022-10-18 02:30 | 2.5721 | 2.5721
2022-10-18 03:00 | 2.6257 | 2.6257
2022-10-18 03:30 | 2.6257 | 2.6257
2022-10-18 04:00 | 2.6793 | 2.6793
2022-10-18 04:30 | 2.6257 | 2.6257
2022-10-18 05:00 | 2.7329 | 2.7329
2022-10-18 05:30 | 2.7865 | 2.7865
2022-10-18 06:00 | 2.8401 | 2.8401
2022-10-18 06:30 | 3.0008 | 3.0008
2022-10-18 07:00 | 3.1616 | 3.1616
2022-10-18 07:30 | 3.2687 | 3.2687
2022-10-18 08:00 | 3.4831 | 3.4831
2022-10-18 08:30 | 3.6438 | 3.6438
2022-10-18 09:00 | 2.7865 | 2.7865
2022-10-18 09:30 | 3.108 | 3.108
2022-10-18 10:00 | 2.6257 | 2.6257
2022-10-18 10:30 | 3.0544 | 3.0544
2022-10-18 11:00 | 2.9472 | 2.9472
2022-10-18 11:30 | 3.5903 | 3.5903
2022-10-18 12:00 | 3.3223 | 3.3223
2022-10-18 12:30 | 2.6257 | 2.6257
2022-10-18 13:00 | 2.9472 | 2.9472
2022-10-18 13:30 | 2.7329 | 2.7329
2022-10-18 14:00 | 3.4831 | 3.4831
2022-10-18 14:30 | 3.4295 | 3.4295
2022-10-18 15:00 | 3.3759 | 3.3759
2022-10-18 15:30 | 3.6438 | 3.6438
2022-10-18 16:00 | 4.0189 | 4.0189
2022-10-18 16:30 | 4.0189 | 4.0189
2022-10-18 17:00 | 4.0189 | 4.0189
2022-10-18 17:30 | 4.0189 | 4.0189
2022-10-18 18:00 | 4.1261 | 4.1261
2022-10-18 18:30 | 4.3405 | 4.3405
2022-10-18 19:00 | 4.4476 | 4.4476
2022-10-18 19:30 | 4.3941 | 4.3941
2022-10-18 20:00 | 4.1261 | 4.1261
2022-10-18 20:30 | 3.6974 | 3.6974
2022-10-18 21:00 | 3.5367 | 3.5367
2022-10-18 21:30 | 3.3458 | 3.3458
2022-10-18 22:00 | 3.1616 | 3.1616
2022-10-18 22:30 | 2.9472 | 2.9472
2022-10-18 23:00 | 2.8401 | 2.8401
2022-10-18 23:30 | 2.7329 | 2.7329
2022-10-19 | 2.5185 | 2.5185
2022-10-19 00:30 | 2.5185 | 2.5185
2022-10-19 01:00 | 2.4114 | 2.4114
2022-10-19 01:30 | 2.3578 | 2.3578
2022-10-19 02:00 | 2.3042 | 2.3042
2022-10-19 02:30 | 2.3042 | 2.3042
2022-10-19 03:00 | 2.3042 | 2.3042
2022-10-19 03:30 | 2.3042 | 2.3042
2022-10-19 04:00 | 2.3042 | 2.3042
2022-10-19 04:30 | 2.3042 | 2.3042
2022-10-19 05:00 | 2.465 | 2.465
2022-10-19 05:30 | 2.6257 | 2.6257
2022-10-19 06:00 | 2.5721 | 2.5721
2022-10-19 06:30 | 2.6793 | 2.6793
2022-10-19 07:00 | 2.9472 | 2.9472
2022-10-19 07:30 | 2.9472 | 2.9472
2022-10-19 08:00 | 3.0008 | 3.0008
2022-10-19 08:30 | 2.8936 | 2.8936
2022-10-19 09:00 | 3.0008 | 3.0008
2022-10-19 09:30 | 3.3759 | 3.3759
2022-10-19 10:00 | 2.7329 | 2.7329
2022-10-19 10:30 | 3.2152 | 3.2152
2022-10-19 11:00 | 3.3759 | 3.3759
2022-10-19 11:30 | 3.6438 | 3.6438
2022-10-19 12:00 | 3.4831 | 3.4831
2022-10-19 12:30 | 3.9118 | 3.9118
2022-10-19 13:00 | 3.9118 | 3.9118
2022-10-19 13:30 | 4.0189 | 4.0189
2022-10-19 14:00 | 3.8582 | 3.8582
2022-10-19 14:30 | 3.9118 | 3.9118
2022-10-19 15:00 | 4.3405 | 4.3405
2022-10-19 15:30 | 4.3941 | 4.3941
2022-10-19 16:00 | 4.5548 | 4.5548
2022-10-19 16:30 | 4.8227 | 4.8227
2022-10-19 17:00 | 5.0371 | 5.0371
2022-10-19 17:30 | 4.9835 | 4.9835
2022-10-19 18:00 | 5.1978 | 5.1978
2022-10-19 18:30 | 5.3586 | 5.3586
2022-10-19 19:00 | 5.1443 | 5.1443
2022-10-19 19:30 | 4.9835 | 4.9835
2022-10-19 20:00 | 4.7692 | 4.7692
2022-10-19 20:30 | 4.2333 | 4.2333
2022-10-19 21:00 | 4.0189 | 4.0189
2022-10-19 21:30 | 3.6974 | 3.6974
2022-10-19 22:00 | 3.4295 | 3.4295
2022-10-19 22:30 | 3.2152 | 3.2152
2022-10-19 23:00 | 3.108 | 3.108
2022-10-19 23:30 | 2.8401 | 2.8401
2022-10-20 | 2.7329 | 2.7329
2022-10-20 00:30 | 2.6748 | 2.6748
2022-10-20 01:00 | 2.6257 | 2.6257
2022-10-20 01:30 | 2.5185 | 2.5185
2022-10-20 02:00 | 2.4114 | 2.4114
2022-10-20 02:30 | 2.3042 | 2.3042
2022-10-20 03:00 | 2.4114 | 2.4114
2022-10-20 03:30 | 2.3578 | 2.3578
2022-10-20 04:00 | 2.2506 | 2.2506
2022-10-20 04:30 | 2.3042 | 2.3042
2022-10-20 05:00 | 2.4114 | 2.4114
2022-10-20 05:30 | 2.5185 | 2.5185
2022-10-20 06:00 | 2.4114 | 2.4114
2022-10-20 06:30 | 2.5185 | 2.5185
2022-10-20 07:00 | 2.5185 | 2.5185
2022-10-20 07:30 | 2.5721 | 2.5721
2022-10-20 08:00 | 2.5721 | 2.5721
2022-10-20 08:30 | 2.465 | 2.465
2022-10-20 09:00 | 2.4114 | 2.4114
2022-10-20 09:30 | 2.4114 | 2.4114
2022-10-20 10:00 | 2.5185 | 2.5185
2022-10-20 10:30 | 2.3578 | 2.3578
2022-10-20 11:00 | 2.6257 | 2.6257
2022-10-20 11:30 | 2.6257 | 2.6257
2022-10-20 12:00 | 2.8401 | 2.8401
2022-10-20 12:30 | 2.9472 | 2.9472
2022-10-20 13:00 | 3.2152 | 3.2152
2022-10-20 13:30 | 3.3223 | 3.3223
2022-10-20 14:00 | 3.3759 | 3.3759
2022-10-20 14:30 | 3.5367 | 3.5367
2022-10-20 15:00 | 3.8582 | 3.8582
2022-10-20 15:30 | 4.0725 | 4.0725
2022-10-20 16:00 | 4.2333 | 4.2333
2022-10-20 16:30 | 4.4476 | 4.4476
2022-10-20 17:00 | 4.662 | 4.662
2022-10-20 17:30 | 4.7669 | 4.7669
2022-10-20 18:00 | 5.0907 | 5.0907
2022-10-20 18:30 | 4.9299 | 4.9299
2022-10-20 19:00 | 4.8763 | 4.8763
2022-10-20 19:30 | 4.8227 | 4.8227
2022-10-20 20:00 | 4.5548 | 4.5548
2022-10-20 20:30 | 4.1055 | 4.1055
2022-10-20 21:00 | 3.8582 | 3.8582
2022-10-20 21:30 | 3.5903 | 3.5903
2022-10-20 22:00 | 3.3759 | 3.3759
2022-10-20 22:30 | 3.0008 | 3.0008
2022-10-20 23:00 | 2.9472 | 2.9472
2022-10-20 23:30 | 2.7329 | 2.7329
2022-10-21 | 2.6257 | 2.6257
2022-10-21 00:30 | 2.5721 | 2.5721
2022-10-21 01:00 | 2.4114 | 2.4114
2022-10-21 01:30 | 2.4114 | 2.4114
2022-10-21 02:00 | 2.3042 | 2.3042
2022-10-21 02:30 | 2.3578 | 2.3578
2022-10-21 03:00 | 2.1434 | 2.1434
2022-10-21 03:30 | 2.1434 | 2.1434
2022-10-21 04:00 | 2.0899 | 2.0899
2022-10-21 04:30 | 2.2506 | 2.2506
2022-10-21 05:00 | 2.1434 | 2.1434
2022-10-21 05:30 | 2.3578 | 2.3578
2022-10-21 06:00 | 2.3042 | 2.3042
2022-10-21 06:30 | 2.2506 | 2.2506
2022-10-21 07:00 | 2.5185 | 2.5185
2022-10-21 07:30 | 2.5185 | 2.5185
2022-10-21 08:00 | 2.5185 | 2.5185
2022-10-21 08:30 | 2.3042 | 2.3042
2022-10-21 09:00 | 2.4114 | 2.4114
2022-10-21 09:30 | 2.3042 | 2.3042
2022-10-21 10:00 | 2.3042 | 2.3042
2022-10-21 10:30 | 2.4114 | 2.4114
2022-10-21 11:00 | 2.4114 | 2.4114
2022-10-21 11:30 | 2.5185 | 2.5185
2022-10-21 12:00 | 2.7329 | 2.7329
2022-10-21 12:30 | 2.9472 | 2.9472
2022-10-21 13:00 | 3.108 | 3.108
2022-10-21 13:30 | 3.4295 | 3.4295
2022-10-21 14:00 | 3.3759 | 3.3759
2022-10-21 14:30 | 3.4831 | 3.4831
2022-10-21 15:00 | 3.9118 | 3.9118
2022-10-21 15:30 | 4.0725 | 4.0725
2022-10-21 16:00 | 4.0189 | 4.0189
2022-10-21 16:30 | 4.1797 | 4.1797
2022-10-21 17:00 | 4.4476 | 4.4476
2022-10-21 17:30 | 4.3941 | 4.3941
2022-10-21 18:00 | 4.5012 | 4.5012
2022-10-21 18:30 | 4.662 | 4.662
2022-10-21 19:00 | 4.5548 | 4.5548
2022-10-21 19:30 | 4.3941 | 4.3941
2022-10-21 20:00 | 4.1261 | 4.1261
2022-10-21 20:30 | 3.8046 | 3.8046
2022-10-21 21:00 | 3.5367 | 3.5367
2022-10-21 21:30 | 3.4295 | 3.4295
2022-10-21 22:00 | 3.108 | 3.108
2022-10-21 22:30 | 2.8401 | 2.8401
2022-10-21 23:00 | 2.8401 | 2.8401
2022-10-21 23:30 | 2.5721 | 2.5721
2022-10-22 | 2.465 | 2.465
2022-10-22 00:30 | 2.4114 | 2.4114
2022-10-22 01:00 | 2.3042 | 2.3042
2022-10-22 01:30 | 2.197 | 2.197
2022-10-22 02:00 | 2.197 | 2.197
2022-10-22 02:30 | 2.197 | 2.197
2022-10-22 03:00 | 2.0899 | 2.0899
2022-10-22 03:30 | 2.0899 | 2.0899
2022-10-22 04:00 | 2.197 | 2.197
2022-10-22 04:30 | 2.0899 | 2.0899
2022-10-22 05:00 | 2.0899 | 2.0899
2022-10-22 05:30 | 2.0899 | 2.0899
2022-10-22 06:00 | 2.0899 | 2.0899
2022-10-22 06:30 | 2.0363 | 2.0363
2022-10-22 07:00 | 2.0899 | 2.0899
2022-10-22 07:30 | 2.0899 | 2.0899
2022-10-22 08:00 | 2.1434 | 2.1434
2022-10-22 08:30 | 2.197 | 2.197
2022-10-22 09:00 | 2.3076 | 2.3076
2022-10-22 09:30 | 2.2506 | 2.2506
2022-10-22 10:00 | 2.3042 | 2.3042
2022-10-22 10:30 | 2.5185 | 2.5185
2022-10-22 11:00 | 2.5185 | 2.5185
2022-10-22 11:30 | 2.7329 | 2.7329
2022-10-22 12:00 | 3.0008 | 3.0008
2022-10-22 12:30 | 3.0544 | 3.0544
2022-10-22 13:00 | 3.1616 | 3.1616
2022-10-22 13:30 | 3.4295 | 3.4295
2022-10-22 14:00 | 3.4831 | 3.4831
2022-10-22 14:30 | 3.6974 | 3.6974
2022-10-22 15:00 | 3.8251 | 3.8251
2022-10-22 15:30 | 4.0696 | 4.0696
2022-10-22 16:00 | 4.3181 | 4.3181
2022-10-22 16:30 | 4.3405 | 4.3405
2022-10-22 17:00 | 4.5548 | 4.5548
2022-10-22 17:30 | 4.8617 | 4.8617
2022-10-22 18:00 | 4.8763 | 4.8763
2022-10-22 18:30 | 4.7692 | 4.7692
2022-10-22 19:00 | 4.8227 | 4.8227
2022-10-22 19:30 | 4.5012 | 4.5012
2022-10-22 20:00 | 4.2333 | 4.2333
2022-10-22 20:30 | 3.9118 | 3.9118
2022-10-22 21:00 | 3.5903 | 3.5903
2022-10-22 21:30 | 3.3223 | 3.3223
2022-10-22 22:00 | 3.2687 | 3.2687
2022-10-22 22:30 | 2.9472 | 2.9472
2022-10-22 23:00 | 2.7865 | 2.7865
2022-10-22 23:30 | 2.7329 | 2.7329
2022-10-23 | 2.5185 | 2.5185
2022-10-23 00:30 | 2.4114 | 2.4114
2022-10-23 01:00 | 2.4114 | 2.4114
2022-10-23 01:30 | 2.2506 | 2.2506
2022-10-23 02:00 | 2.1434 | 2.1434
2022-10-23 02:30 | 2.0899 | 2.0899
2022-10-23 03:00 | 2.197 | 2.197
2022-10-23 03:30 | 2.0363 | 2.0363
2022-10-23 04:00 | 1.9827 | 1.9827
2022-10-23 04:30 | 2.197 | 2.197
2022-10-23 05:00 | 2.0899 | 2.0899
2022-10-23 05:30 | 2.0899 | 2.0899
2022-10-23 06:00 | 2.0363 | 2.0363
2022-10-23 06:30 | 1.9291 | 1.9291
2022-10-23 07:00 | 2.0363 | 2.0363
2022-10-23 07:30 | 2.0363 | 2.0363
2022-10-23 08:00 | 2.0899 | 2.0899
2022-10-23 08:30 | 2.0899 | 2.0899
2022-10-23 09:00 | 2.197 | 2.197
2022-10-23 09:30 | 2.1434 | 2.1434
2022-10-23 10:00 | 2.4114 | 2.4114
2022-10-23 10:30 | 2.6793 | 2.6793
2022-10-23 11:00 | 2.7329 | 2.7329
2022-10-23 11:30 | 2.9472 | 2.9472
2022-10-23 12:00 | 3.2152 | 3.2152
2022-10-23 12:30 | 3.4831 | 3.4831
2022-10-23 13:00 | 3.5903 | 3.5903
2022-10-23 13:30 | 3.6974 | 3.6974
2022-10-23 14:00 | 3.8582 | 3.8582
2022-10-23 14:30 | 4.1261 | 4.1261
2022-10-23 15:00 | 4.2333 | 4.2333
2022-10-23 15:30 | 5.2514 | 5.2514
2022-10-23 16:00 | 4.8227 | 4.8227
2022-10-23 16:30 | 5.0907 | 5.0907
2022-10-23 17:00 | 5.4658 | 5.4658
2022-10-23 17:30 | 5.5729 | 5.5729
2022-10-23 18:00 | 5.6265 | 5.6265
2022-10-23 18:30 | 5.3214 | 5.3214
2022-10-23 19:00 | 5.305 | 5.305
2022-10-23 19:30 | 5.0371 | 5.0371
2022-10-23 20:00 | 4.7692 | 4.7692
2022-10-23 20:30 | 4.5012 | 4.5012
2022-10-23 21:00 | 4.1261 | 4.1261
2022-10-23 21:30 | 4.0189 | 4.0189
2022-10-23 22:00 | 3.751 | 3.751
2022-10-23 22:30 | 3.4831 | 3.4831
2022-10-23 23:00 | 3.3759 | 3.3759
2022-10-23 23:30 | 3.3725 | 3.3725
2022-10-24 | 3.2687 | 3.2687
2022-10-24 00:30 | 3.1616 | 3.1616
2022-10-24 01:00 | 3.1616 | 3.1616
2022-10-24 01:30 | 3.1616 | 3.1616
2022-10-24 02:00 | 3.0544 | 3.0544
2022-10-24 02:30 | 2.9472 | 2.9472
2022-10-24 03:00 | 2.8401 | 2.8401
2022-10-24 03:30 | 2.7865 | 2.7865
2022-10-24 04:00 | 2.7865 | 2.7865
2022-10-24 04:30 | 2.8401 | 2.8401
2022-10-24 05:00 | 2.8936 | 2.8936
2022-10-24 05:30 | 2.8936 | 2.8936
2022-10-24 06:00 | 2.8401 | 2.8401
2022-10-24 06:30 | 2.8401 | 2.8401
2022-10-24 07:00 | 3.0008 | 3.0008
2022-10-24 07:30 | 3.2687 | 3.2687
2022-10-24 08:00 | 3.2152 | 3.2152
2022-10-24 08:30 | 3.108 | 3.108
2022-10-24 09:00 | 3.1616 | 3.1616
2022-10-24 09:30 | 3.6438 | 3.6438
2022-10-24 10:00 | 3.5903 | 3.5903
2022-10-24 10:30 | 3.5903 | 3.5903
2022-10-24 11:00 | 3.6974 | 3.6974
2022-10-24 11:30 | 4.1261 | 4.1261
2022-10-24 12:00 | 4.2333 | 4.2333
2022-10-24 12:30 | 4.4476 | 4.4476
2022-10-24 13:00 | 4.7156 | 4.7156
2022-10-24 13:30 | 4.8763 | 4.8763
2022-10-24 14:00 | 4.9835 | 4.9835
2022-10-24 14:30 | 4.9835 | 4.9835
2022-10-24 15:00 | 5.7873 | 5.7873
2022-10-24 15:30 | 5.8409 | 5.8409
2022-10-24 16:00 | 5.7337 | 5.7337
2022-10-24 16:30 | 6.0016 | 6.0016
2022-10-24 17:00 | 5.8409 | 5.8409
2022-10-24 17:30 | 5.8409 | 5.8409
2022-10-24 18:00 | 6.2696 | 6.2696
2022-10-24 18:30 | 6.216 | 6.216
2022-10-24 19:00 | 6.2696 | 6.2696
2022-10-24 19:30 | 6.0552 | 6.0552
2022-10-24 20:00 | 5.4122 | 5.4122
2022-10-24 20:30 | 4.9299 | 4.9299
2022-10-24 21:00 | 4.8763 | 4.8763
2022-10-24 21:30 | 4.6084 | 4.6084
2022-10-24 22:00 | 4.2333 | 4.2333
2022-10-24 22:30 | 4.0189 | 4.0189
2022-10-24 23:00 | 3.6974 | 3.6974
2022-10-24 23:30 | 3.3759 | 3.3759
2022-10-25 | 3.3759 | 3.3759
2022-10-25 00:30 | 3.1616 | 3.1616
2022-10-25 01:00 | 3.0544 | 3.0544
2022-10-25 01:30 | 2.9472 | 2.9472
2022-10-25 02:00 | 2.8401 | 2.8401
2022-10-25 02:30 | 2.7329 | 2.7329
2022-10-25 03:00 | 2.7329 | 2.7329
2022-10-25 03:30 | 2.7257 | 2.7257
2022-10-25 04:00 | 2.6257 | 2.6257
2022-10-25 04:30 | 2.7329 | 2.7329
2022-10-25 05:00 | 2.6793 | 2.6793
2022-10-25 05:30 | 2.7329 | 2.7329
2022-10-25 06:00 | 2.7329 | 2.7329
2022-10-25 06:30 | 2.8936 | 2.8936
2022-10-25 07:00 | 3.0544 | 3.0544
2022-10-25 07:30 | 3.0544 | 3.0544
2022-10-25 08:00 | 3.108 | 3.108
2022-10-25 08:30 | 3.2687 | 3.2687
2022-10-25 09:00 | 2.9472 | 2.9472
2022-10-25 09:30 | 3.108 | 3.108
2022-10-25 10:00 | 3.108 | 3.108
2022-10-25 10:30 | 3.2687 | 3.2687
2022-10-25 11:00 | 3.3759 | 3.3759
2022-10-25 11:30 | 3.6438 | 3.6438
2022-10-25 12:00 | 3.6974 | 3.6974
2022-10-25 12:30 | 4.1261 | 4.1261
2022-10-25 13:00 | 4.2333 | 4.2333
2022-10-25 13:30 | 4.4476 | 4.4476
2022-10-25 14:00 | 4.6084 | 4.6084
2022-10-25 14:30 | 5.305 | 5.305
2022-10-25 15:00 | 5.6265 | 5.6265
2022-10-25 15:30 | 5.7337 | 5.7337
2022-10-25 16:00 | 5.5486 | 5.5486
2022-10-25 16:30 | 5.7337 | 5.7337
2022-10-25 17:00 | 5.7337 | 5.7337
2022-10-25 17:30 | 5.6265 | 5.6265
2022-10-25 18:00 | 5.6801 | 5.6801
2022-10-25 18:30 | 5.7873 | 5.7873
2022-10-25 19:00 | 5.8467 | 5.8467
2022-10-25 19:30 | 5.5798 | 5.5798
2022-10-25 20:00 | 5.305 | 5.305
2022-10-25 20:30 | 4.8763 | 4.8763
2022-10-25 21:00 | 4.5548 | 4.5548
2022-10-25 21:30 | 4.3941 | 4.3941
2022-10-25 22:00 | 4.0725 | 4.0725
2022-10-25 22:30 | 3.8046 | 3.8046
2022-10-25 23:00 | 3.8046 | 3.8046
2022-10-25 23:30 | 3.5364 | 3.5364
2022-10-26 | 3.3223 | 3.3223
2022-10-26 00:30 | 3.1616 | 3.1616
2022-10-26 01:00 | 3.0544 | 3.0544
2022-10-26 01:30 | 2.9472 | 2.9472
2022-10-26 02:00 | 2.8401 | 2.8401
2022-10-26 02:30 | 2.8401 | 2.8401
2022-10-26 03:00 | 2.7329 | 2.7329
2022-10-26 03:30 | 2.7329 | 2.7329
2022-10-26 04:00 | 2.7329 | 2.7329
2022-10-26 04:30 | 2.7865 | 2.7865
2022-10-26 05:00 | 2.8401 | 2.8401
2022-10-26 05:30 | 2.9472 | 2.9472
2022-10-26 06:00 | 3.0544 | 3.0544
2022-10-26 06:30 | 3.1616 | 3.1616
2022-10-26 07:00 | 3.1616 | 3.1616
2022-10-26 07:30 | 3.3223 | 3.3223
2022-10-26 08:00 | 3.0544 | 3.0544
2022-10-26 08:30 | 3.108 | 3.108
2022-10-26 09:00 | 3.2687 | 3.2687
2022-10-26 09:30 | 2.8936 | 2.8936
2022-10-26 10:00 | 2.8401 | 2.8401
2022-10-26 10:30 | 2.8401 | 2.8401
2022-10-26 11:00 | 3.2687 | 3.2687
2022-10-26 11:30 | 2.9472 | 2.9472
2022-10-26 12:00 | 3.3759 | 3.3759
2022-10-26 12:30 | 3.6974 | 3.6974
2022-10-26 13:00 | 3.6974 | 3.6974
2022-10-26 13:30 | 4.4476 | 4.4476
2022-10-26 14:00 | 4.2333 | 4.2333
2022-10-26 14:30 | 4.662 | 4.662
2022-10-26 15:00 | 4.7692 | 4.7692
2022-10-26 15:30 | 4.662 | 4.662
2022-10-26 16:00 | 5.0371 | 5.0371
2022-10-26 16:30 | 4.9299 | 4.9299
2022-10-26 17:00 | 5.1978 | 5.1978
2022-10-26 17:30 | 5.1978 | 5.1978
2022-10-26 18:00 | 5.4122 | 5.4122
2022-10-26 18:30 | 5.5729 | 5.5729
2022-10-26 19:00 | 5.5194 | 5.5194
2022-10-26 19:30 | 5.3586 | 5.3586
2022-10-26 20:00 | 4.9835 | 4.9835
2022-10-26 20:30 | 4.6084 | 4.6084
2022-10-26 21:00 | 4.3941 | 4.3941
2022-10-26 21:30 | 4.1797 | 4.1797
2022-10-26 22:00 | 3.6974 | 3.6974
2022-10-26 22:30 | 3.6974 | 3.6974
2022-10-26 23:00 | 3.1616 | 3.1616
2022-10-26 23:30 | 2.9523 | 2.9523
2022-10-27 | 2.7865 | 2.7865
2022-10-27 00:30 | 2.7329 | 2.7329
2022-10-27 01:00 | 2.5185 | 2.5185
2022-10-27 01:30 | 2.4114 | 2.4114
2022-10-27 02:00 | 2.4114 | 2.4114
2022-10-27 02:30 | 2.4114 | 2.4114
2022-10-27 03:00 | 2.3042 | 2.3042
2022-10-27 03:30 | 2.3578 | 2.3578
2022-10-27 04:00 | 2.3578 | 2.3578
2022-10-27 04:30 | 2.3578 | 2.3578
2022-10-27 05:00 | 2.3578 | 2.3578
2022-10-27 05:30 | 2.6257 | 2.6257
2022-10-27 06:00 | 2.5185 | 2.5185
2022-10-27 06:30 | 2.5185 | 2.5185
2022-10-27 07:00 | 2.7329 | 2.7329
2022-10-27 07:30 | 2.8401 | 2.8401
2022-10-27 08:00 | 2.8401 | 2.8401
2022-10-27 08:30 | 2.8401 | 2.8401
2022-10-27 09:00 | 2.9472 | 2.9472
2022-10-27 09:30 | 2.7865 | 2.7865
2022-10-27 10:00 | 2.8936 | 2.8936
2022-10-27 10:30 | 2.9472 | 2.9472
2022-10-27 11:00 | 3.1616 | 3.1616
2022-10-27 11:30 | 3.3223 | 3.3223
2022-10-27 12:00 | 3.6438 | 3.6438
2022-10-27 12:30 | 3.5903 | 3.5903
2022-10-27 13:00 | 3.8046 | 3.8046
2022-10-27 13:30 | 3.9118 | 3.9118
2022-10-27 14:00 | 4.2333 | 4.2333
2022-10-27 14:30 | 4.5012 | 4.5012
2022-10-27 15:00 | 4.3405 | 4.3405
2022-10-27 15:30 | 5.5194 | 5.5194
2022-10-27 16:00 | 5.2514 | 5.2514
2022-10-27 16:30 | 5.6265 | 5.6265
2022-10-27 17:00 | 5.3586 | 5.3586
2022-10-27 17:30 | 5.305 | 5.305
2022-10-27 18:00 | 5.4658 | 5.4658
2022-10-27 18:30 | 5.6265 | 5.6265
2022-10-27 19:00 | 5.5194 | 5.5194
2022-10-27 19:30 | 5.4658 | 5.4658
2022-10-27 20:00 | 5.1443 | 5.1443
2022-10-27 20:30 | 4.7156 | 4.7156
2022-10-27 21:00 | 4.3941 | 4.3941
2022-10-27 21:30 | 4.0725 | 4.0725
2022-10-27 22:00 | 3.751 | 3.751
2022-10-27 22:30 | 3.4818 | 3.4818
2022-10-27 23:00 | 3.342 | 3.342
2022-10-27 23:30 | 3.108 | 3.108
2022-10-28 | 2.9903 | 2.9903
2022-10-28 00:30 | 2.9472 | 2.9472
2022-10-28 01:00 | 2.8401 | 2.8401
2022-10-28 01:30 | 2.6793 | 2.6793
2022-10-28 02:00 | 2.6257 | 2.6257
2022-10-28 02:30 | 2.7329 | 2.7329
2022-10-28 03:00 | 2.6257 | 2.6257
2022-10-28 03:30 | 2.6257 | 2.6257
2022-10-28 04:00 | 2.5721 | 2.5721
2022-10-28 04:30 | 2.7329 | 2.7329
2022-10-28 05:00 | 2.7329 | 2.7329
2022-10-28 05:30 | 2.8936 | 2.8936
2022-10-28 06:00 | 2.9472 | 2.9472
2022-10-28 06:30 | 2.8936 | 2.8936
2022-10-28 07:00 | 2.8936 | 2.8936
2022-10-28 07:30 | 3.0544 | 3.0544
2022-10-28 08:00 | 3.0008 | 3.0008
2022-10-28 08:30 | 2.6257 | 2.6257
2022-10-28 09:00 | 2.8401 | 2.8401
2022-10-28 09:30 | 2.9472 | 2.9472
2022-10-28 10:00 | 2.9472 | 2.9472
2022-10-28 10:30 | 3.0544 | 3.0544
2022-10-28 11:00 | 3.0544 | 3.0544
2022-10-28 11:30 | 3.8582 | 3.8582
2022-10-28 12:00 | 3.6974 | 3.6974
2022-10-28 12:30 | 3.8027 | 3.8027
2022-10-28 13:00 | 3.8046 | 3.8046
2022-10-28 13:30 | 4.2333 | 4.2333
2022-10-28 14:00 | 4.3941 | 4.3941
2022-10-28 14:30 | 3.8046 | 3.8046
2022-10-28 15:00 | 4.1261 | 4.1261
2022-10-28 15:30 | 4.7156 | 4.7156
2022-10-28 16:00 | 4.5548 | 4.5548
2022-10-28 16:30 | 5.0907 | 5.0907
2022-10-28 17:00 | 5.2514 | 5.2514
2022-10-28 17:30 | 5.3619 | 5.3619
2022-10-28 18:00 | 5.3586 | 5.3586
2022-10-28 18:30 | 5.2514 | 5.2514
2022-10-28 19:00 | 5.305 | 5.305
2022-10-28 19:30 | 5.305 | 5.305
2022-10-28 20:00 | 4.9835 | 4.9835
2022-10-28 20:30 | 4.7156 | 4.7156
2022-10-28 21:00 | 4.5012 | 4.5012
2022-10-28 21:30 | 4.3405 | 4.3405
2022-10-28 22:00 | 3.9118 | 3.9118
2022-10-28 22:30 | 3.6438 | 3.6438
2022-10-28 23:00 | 3.3223 | 3.3223
2022-10-28 23:30 | 3.1616 | 3.1616
2022-10-29 | 3.0544 | 3.0544
2022-10-29 00:30 | 2.9472 | 2.9472
2022-10-29 01:00 | 2.7865 | 2.7865
2022-10-29 01:30 | 2.7865 | 2.7865
2022-10-29 02:00 | 2.6257 | 2.6257
2022-10-29 02:30 | 2.6257 | 2.6257
2022-10-29 03:00 | 2.5721 | 2.5721
2022-10-29 03:30 | 2.6257 | 2.6257
2022-10-29 04:00 | 2.3578 | 2.3578
2022-10-29 04:30 | 2.4114 | 2.4114
2022-10-29 05:00 | 2.465 | 2.465
2022-10-29 05:30 | 2.465 | 2.465
2022-10-29 06:00 | 2.3042 | 2.3042
2022-10-29 06:30 | 2.465 | 2.465
2022-10-29 07:00 | 2.5185 | 2.5185
2022-10-29 07:30 | 2.5185 | 2.5185
2022-10-29 08:00 | 2.6793 | 2.6793
2022-10-29 08:30 | 2.5185 | 2.5185
2022-10-29 09:00 | 2.5185 | 2.5185
2022-10-29 09:30 | 2.5185 | 2.5185
2022-10-29 10:00 | 2.6257 | 2.6257
2022-10-29 10:30 | 2.8401 | 2.8401
2022-10-29 11:00 | 2.9472 | 2.9472
2022-10-29 11:30 | 3.1616 | 3.1616
2022-10-29 12:00 | 3.1616 | 3.1616
2022-10-29 12:30 | 3.2687 | 3.2687
2022-10-29 13:00 | 3.4831 | 3.4831
2022-10-29 13:30 | 3.5903 | 3.5903
2022-10-29 14:00 | 3.8582 | 3.8582
2022-10-29 14:30 | 4.0189 | 4.0189
2022-10-29 15:00 | 4.1261 | 4.1261
2022-10-29 15:30 | 4.5548 | 4.5548
2022-10-29 16:00 | 4.5548 | 4.5548
2022-10-29 16:30 | 5.0371 | 5.0371
2022-10-29 17:00 | 5.0907 | 5.0907
2022-10-29 17:30 | 5.1443 | 5.1443
2022-10-29 18:00 | 5.305 | 5.305
2022-10-29 18:30 | 5.1978 | 5.1978
2022-10-29 19:00 | 5.0907 | 5.0907
2022-10-29 19:30 | 4.9835 | 4.9835
2022-10-29 20:00 | 4.662 | 4.662
2022-10-29 20:30 | 4.3941 | 4.3941
2022-10-29 21:00 | 4.2333 | 4.2333
2022-10-29 21:30 | 4.0725 | 4.0725
2022-10-29 22:00 | 3.751 | 3.751
2022-10-29 22:30 | 3.6438 | 3.6438
2022-10-29 23:00 | 3.4295 | 3.4295
2022-10-29 23:30 | 3.3223 | 3.3223
2022-10-30 | 3.108 | 3.108
2022-10-30 00:30 | 3.1616 | 3.1616
2022-10-30 01:00 | 2.9472 | 2.9472
2022-10-30 01:30 | 2.8401 | 2.8401
2022-10-30 02:00 | 2.8401 | 2.8401
2022-10-30 02:30 | 2.7329 | 2.7329
2022-10-30 03:00 | 2.7329 | 2.7329
2022-10-30 03:30 | 2.7413 | 2.7413
2022-10-30 04:00 | 2.7056 | 2.7056
2022-10-30 04:30 | 2.7865 | 2.7865
2022-10-30 05:00 | 2.7334 | 2.7334
2022-10-30 05:30 | 2.7588 | 2.7588
2022-10-30 06:00 | 2.5805 | 2.5805
2022-10-30 06:30 | 2.6573 | 2.6573
2022-10-30 07:00 | 2.7329 | 2.7329
2022-10-30 07:30 | 2.8831 | 2.8831
2022-10-30 08:00 | 2.8401 | 2.8401
2022-10-30 08:30 | 2.989 | 2.989
2022-10-30 09:00 | 2.828 | 2.828
2022-10-30 09:30 | 3.0364 | 3.0364
2022-10-30 10:00 | 3.1685 | 3.1685
2022-10-30 10:30 | 3.3753 | 3.3753
2022-10-30 11:00 | 3.5938 | 3.5938
2022-10-30 11:30 | 3.87 | 3.87
2022-10-30 12:00 | 4.4443 | 4.4443
2022-10-30 12:30 | 4.4468 | 4.4468
2022-10-30 13:00 | 4.5077 | 4.5077
2022-10-30 13:30 | 4.7079 | 4.7079
2022-10-30 14:00 | 4.7791 | 4.7791
2022-10-30 14:30 | 5.0228 | 5.0228
2022-10-30 15:00 | 5.1978 | 5.1978
2022-10-30 15:30 | 5.4079 | 5.4079
2022-10-30 16:00 | 5.7677 | 5.7677
2022-10-30 16:30 | 5.974 | 5.974
2022-10-30 17:00 | 6.1098 | 6.1098
2022-10-30 17:30 | 6.187 | 6.187
2022-10-30 18:00 | 6.4303 | 6.4303
2022-10-30 18:30 | 6.4848 | 6.4848
2022-10-30 19:00 | 6.3804 | 6.3804
2022-10-30 19:30 | 6.3156 | 6.3156
2022-10-30 20:00 | 5.8369 | 5.8369
2022-10-30 20:30 | 5.4658 | 5.4658
2022-10-30 21:00 | 5.11 | 5.11
2022-10-30 21:30 | 4.8062 | 4.8062
2022-10-30 22:00 | 4.4154 | 4.4154
2022-10-30 22:30 | 4.1767 | 4.1767
2022-10-30 23:00 | 3.8046 | 3.8046
2022-10-30 23:30 | 3.6438 | 3.6438
2022-10-31 | 3.751 | 3.751
2022-10-31 00:30 | 3.5903 | 3.5903
2022-10-31 01:00 | 3.3759 | 3.3759
2022-10-31 01:30 | 3.3759 | 3.3759
2022-10-31 02:00 | 3.2687 | 3.2687
2022-10-31 02:30 | 3.1616 | 3.1616
2022-10-31 03:00 | 3.1616 | 3.1616
2022-10-31 03:30 | 3.0544 | 3.0544
2022-10-31 04:00 | 3.0544 | 3.0544
2022-10-31 04:30 | 3.2152 | 3.2152
2022-10-31 05:00 | 3.2152 | 3.2152
2022-10-31 05:30 | 3.2687 | 3.2687
2022-10-31 06:00 | 3.2687 | 3.2687
2022-10-31 06:30 | 3.4831 | 3.4831
2022-10-31 07:00 | 3.5903 | 3.5903
2022-10-31 07:30 | 4.0189 | 4.0189
2022-10-31 08:00 | 4.0189 | 4.0189
2022-10-31 08:30 | 4.0725 | 4.0725
2022-10-31 09:00 | 4.2333 | 4.2333
2022-10-31 09:30 | 4.5012 | 4.5012
2022-10-31 10:00 | 4.3405 | 4.3405
2022-10-31 10:30 | 4.662 | 4.662
2022-10-31 11:00 | 4.7598 | 4.7598
2022-10-31 11:30 | 5.0371 | 5.0371
2022-10-31 12:00 | 5.2514 | 5.2514
2022-10-31 12:30 | 5.1978 | 5.1978
2022-10-31 13:00 | 5.4658 | 5.4658
2022-10-31 13:30 | 5.6265 | 5.6265
2022-10-31 14:00 | 5.7337 | 5.7337
2022-10-31 14:30 | 5.948 | 5.948
2022-10-31 15:00 | 6.5911 | 6.5911
2022-10-31 15:30 | 6.3767 | 6.3767
2022-10-31 16:00 | 6.6982 | 6.6982
2022-10-31 16:30 | 6.9126 | 6.9126
2022-10-31 17:00 | 6.8054 | 6.8054
2022-10-31 17:30 | 7.1269 | 7.1269
2022-10-31 18:00 | 7.0198 | 7.0198
2022-10-31 18:30 | 7.0734 | 7.0734
2022-10-31 19:00 | 7.2877 | 7.2877
2022-10-31 19:30 | 7.1269 | 7.1269
2022-10-31 20:00 | 6.8054 | 6.8054
2022-10-31 20:30 | 6.3767 | 6.3767
2022-10-31 21:00 | 5.948 | 5.948
2022-10-31 21:30 | 5.4658 | 5.4658
2022-10-31 22:00 | 5.1443 | 5.1443
2022-10-31 22:30 | 4.5012 | 4.5012
2022-10-31 23:00 | 4.0189 | 4.0189
2022-10-31 23:30 | 3.6974 | 3.6974
2022-11-01 | 3.5903 | 3.5903
2022-11-01 00:30 | 3.3759 | 3.3759
2022-11-01 01:00 | 3.2687 | 3.2687
2022-11-01 01:30 | 3.3223 | 3.3223
2022-11-01 02:00 | 3.1616 | 3.1616
2022-11-01 02:30 | 2.8936 | 2.8936
2022-11-01 03:00 | 2.8401 | 2.8401
2022-11-01 03:30 | 2.7329 | 2.7329
2022-11-01 04:00 | 2.661 | 2.661
2022-11-01 04:30 | 2.7329 | 2.7329
2022-11-01 05:00 | 2.7329 | 2.7329
2022-11-01 05:30 | 2.7329 | 2.7329
2022-11-01 06:00 | 2.7329 | 2.7329
2022-11-01 06:30 | 2.7865 | 2.7865
2022-11-01 07:00 | 2.8401 | 2.8401
2022-11-01 07:30 | 2.8918 | 2.8918
2022-11-01 08:00 | 2.7865 | 2.7865
2022-11-01 08:30 | 2.2506 | 2.2506
2022-11-01 09:00 | 2.5185 | 2.5185
2022-11-01 09:30 | 2.5185 | 2.5185
2022-11-01 10:00 | 2.2506 | 2.2506
2022-11-01 10:30 | 2.0363 | 2.0363
2022-11-01 11:00 | 2.197 | 2.197
2022-11-01 11:30 | 2.5721 | 2.5721
2022-11-01 12:00 | 2.6257 | 2.6257
2022-11-01 12:30 | 2.3042 | 2.3042
2022-11-01 13:00 | 2.7329 | 2.7329
2022-11-01 13:30 | 2.3042 | 2.3042
2022-11-01 14:00 | 2.6257 | 2.6257
2022-11-01 14:30 | 2.6257 | 2.6257
2022-11-01 15:00 | 2.7329 | 2.7329
2022-11-01 15:30 | 3.0008 | 3.0008
2022-11-01 16:00 | 3.108 | 3.108
2022-11-01 16:30 | 3.2687 | 3.2687
2022-11-01 17:00 | 3.4831 | 3.4831
2022-11-01 17:30 | 3.4831 | 3.4831
2022-11-01 18:00 | 3.751 | 3.751
2022-11-01 18:30 | 3.9118 | 3.9118
2022-11-01 19:00 | 3.8046 | 3.8046
2022-11-01 19:30 | 3.6974 | 3.6974
2022-11-01 20:00 | 3.578 | 3.578
2022-11-01 20:30 | 3.2941 | 3.2941
2022-11-01 21:00 | 3.0903 | 3.0903
2022-11-01 21:30 | 3.0544 | 3.0544
2022-11-01 22:00 | 2.7865 | 2.7865
2022-11-01 22:30 | 2.5721 | 2.5721
2022-11-01 23:00 | 2.4114 | 2.4114
2022-11-01 23:30 | 2.3042 | 2.3042
2022-11-02 | 2.1434 | 2.1434
2022-11-02 00:30 | 2.1153 | 2.1153
2022-11-02 01:00 | 2.1434 | 2.1434
2022-11-02 01:30 | 1.9291 | 1.9291
2022-11-02 02:00 | 1.9291 | 1.9291
2022-11-02 02:30 | 1.8755 | 1.8755
2022-11-02 03:00 | 2.0363 | 2.0363
2022-11-02 03:30 | 1.8755 | 1.8755
2022-11-02 04:00 | 1.8755 | 1.8755
2022-11-02 04:30 | 2.0363 | 2.0363
2022-11-02 05:00 | 2.1434 | 2.1434
2022-11-02 05:30 | 2.197 | 2.197
2022-11-02 06:00 | 2.2506 | 2.2506
2022-11-02 06:30 | 2.2506 | 2.2506
2022-11-02 07:00 | 2.3042 | 2.3042
2022-11-02 07:30 | 2.2506 | 2.2506
2022-11-02 08:00 | 1.8755 | 1.8755
2022-11-02 08:30 | 1.7148 | 1.7148
2022-11-02 09:00 | 1.554 | 1.554
2022-11-02 09:30 | 1.554 | 1.554
2022-11-02 10:00 | 1.3932 | 1.3932
2022-11-02 10:30 | 1.3397 | 1.3397
2022-11-02 11:00 | 1.3397 | 1.3397
2022-11-02 11:30 | 1.4468 | 1.4468
2022-11-02 12:00 | 1.6612 | 1.6612
2022-11-02 12:30 | 1.6655 | 1.6655
2022-11-02 13:00 | 1.6612 | 1.6612
2022-11-02 13:30 | 1.7683 | 1.7683
2022-11-02 14:00 | 1.8755 | 1.8755
2022-11-02 14:30 | 2.0899 | 2.0899
2022-11-02 15:00 | 2.197 | 2.197
2022-11-02 15:30 | 2.3578 | 2.3578
2022-11-02 16:00 | 2.5185 | 2.5185
2022-11-02 16:30 | 2.9472 | 2.9472
2022-11-02 17:00 | 2.9472 | 2.9472
2022-11-02 17:30 | 3.108 | 3.108
2022-11-02 18:00 | 3.2152 | 3.2152
2022-11-02 18:30 | 3.4831 | 3.4831
2022-11-02 19:00 | 3.5903 | 3.5903
2022-11-02 19:30 | 3.6974 | 3.6974
2022-11-02 20:00 | 3.3083 | 3.3083
2022-11-02 20:30 | 3.1616 | 3.1616
2022-11-02 21:00 | 2.9472 | 2.9472
2022-11-02 21:30 | 2.7329 | 2.7329
2022-11-02 22:00 | 2.6237 | 2.6237
2022-11-02 22:30 | 2.3042 | 2.3042
2022-11-02 23:00 | 2.1941 | 2.1941
2022-11-02 23:30 | 2.0899 | 2.0899
2022-11-03 | 1.9827 | 1.9827
2022-11-03 00:30 | 1.8755 | 1.8755
2022-11-03 01:00 | 1.8755 | 1.8755
2022-11-03 01:30 | 1.8219 | 1.8219
2022-11-03 02:00 | 1.8219 | 1.8219
2022-11-03 02:30 | 1.7148 | 1.7148
2022-11-03 03:00 | 1.8219 | 1.8219
2022-11-03 03:30 | 1.7683 | 1.7683
2022-11-03 04:00 | 1.7148 | 1.7148
2022-11-03 04:30 | 1.8755 | 1.8755
2022-11-03 05:00 | 1.8755 | 1.8755
2022-11-03 05:30 | 1.9291 | 1.9291
2022-11-03 06:00 | 2.0363 | 2.0363
2022-11-03 06:30 | 2.0363 | 2.0363
2022-11-03 07:00 | 2.197 | 2.197
2022-11-03 07:30 | 2.1434 | 2.1434
2022-11-03 08:00 | 1.8755 | 1.8755
2022-11-03 08:30 | 1.6612 | 1.6612
2022-11-03 09:00 | 1.554 | 1.554
2022-11-03 09:30 | 1.5004 | 1.5004
2022-11-03 10:00 | 1.4547 | 1.4547
2022-11-03 10:30 | 1.4468 | 1.4468
2022-11-03 11:00 | 1.3397 | 1.3397
2022-11-03 11:30 | 1.4468 | 1.4468
2022-11-03 12:00 | 1.6076 | 1.6076
2022-11-03 12:30 | 1.554 | 1.554
2022-11-03 13:00 | 1.7683 | 1.7683
2022-11-03 13:30 | 1.8219 | 1.8219
2022-11-03 14:00 | 1.9827 | 1.9827
2022-11-03 14:30 | 2.0899 | 2.0899
2022-11-03 15:00 | 2.197 | 2.197
2022-11-03 15:30 | 2.5185 | 2.5185
2022-11-03 16:00 | 2.7329 | 2.7329
2022-11-03 16:30 | 2.8401 | 2.8401
2022-11-03 17:00 | 3.1616 | 3.1616
2022-11-03 17:30 | 3.1616 | 3.1616
2022-11-03 18:00 | 3.2152 | 3.2152
2022-11-03 18:30 | 3.4295 | 3.4295
2022-11-03 19:00 | 3.4831 | 3.4831
2022-11-03 19:30 | 3.3759 | 3.3759
2022-11-03 20:00 | 3.3759 | 3.3759
2022-11-03 20:30 | 3.0544 | 3.0544
2022-11-03 21:00 | 2.9472 | 2.9472
2022-11-03 21:30 | 2.8401 | 2.8401
2022-11-03 22:00 | 2.5185 | 2.5185
2022-11-03 22:30 | 2.4114 | 2.4114
2022-11-03 23:00 | 2.2506 | 2.2506
2022-11-03 23:30 | 2.0899 | 2.0899
2022-11-04 | 2.0363 | 2.0363
2022-11-04 00:30 | 1.8755 | 1.8755
2022-11-04 01:00 | 1.8219 | 1.8219
2022-11-04 01:30 | 1.8219 | 1.8219
2022-11-04 02:00 | 1.7148 | 1.7148
2022-11-04 02:30 | 1.7148 | 1.7148
2022-11-04 03:00 | 1.8219 | 1.8219
2022-11-04 03:30 | 1.7148 | 1.7148
2022-11-04 04:00 | 1.7148 | 1.7148
2022-11-04 04:30 | 1.9291 | 1.9291
2022-11-04 05:00 | 1.8755 | 1.8755
2022-11-04 05:30 | 1.9291 | 1.9291
2022-11-04 06:00 | 2.0363 | 2.0363
2022-11-04 06:30 | 2.0363 | 2.0363
2022-11-04 07:00 | 2.1434 | 2.1434
2022-11-04 07:30 | 2.0899 | 2.0899
2022-11-04 08:00 | 1.9827 | 1.9827
2022-11-04 08:30 | 1.7683 | 1.7683
2022-11-04 09:00 | 1.6612 | 1.6612
2022-11-04 09:30 | 1.554 | 1.554
2022-11-04 10:00 | 1.6076 | 1.6076
2022-11-04 10:30 | 1.5794 | 1.5794
2022-11-04 11:00 | 1.6612 | 1.6612
2022-11-04 11:30 | 1.8755 | 1.8755
2022-11-04 12:00 | 1.7683 | 1.7683
2022-11-04 12:30 | 1.9827 | 1.9827
2022-11-04 13:00 | 2.0899 | 2.0899
2022-11-04 13:30 | 2.197 | 2.197
2022-11-04 14:00 | 2.3042 | 2.3042
2022-11-04 14:30 | 2.465 | 2.465
2022-11-04 15:00 | 2.5185 | 2.5185
2022-11-04 15:30 | 2.7865 | 2.7865
2022-11-04 16:00 | 3.0008 | 3.0008
2022-11-04 16:30 | 3.1616 | 3.1616
2022-11-04 17:00 | 3.3759 | 3.3759
2022-11-04 17:30 | 3.3223 | 3.3223
2022-11-04 18:00 | 3.5367 | 3.5367
2022-11-04 18:30 | 3.6974 | 3.6974
2022-11-04 19:00 | 3.5903 | 3.5903
2022-11-04 19:30 | 3.751 | 3.751
2022-11-04 20:00 | 3.3759 | 3.3759
2022-11-04 20:30 | 3.1466 | 3.1466
2022-11-04 21:00 | 3.0008 | 3.0008
2022-11-04 21:30 | 2.8401 | 2.8401
2022-11-04 22:00 | 2.6793 | 2.6793
2022-11-04 22:30 | 2.5185 | 2.5185
2022-11-04 23:00 | 2.4114 | 2.4114
2022-11-04 23:30 | 2.197 | 2.197
2022-11-05 | 2.1434 | 2.1434
2022-11-05 00:30 | 2.0899 | 2.0899
2022-11-05 01:00 | 2.0363 | 2.0363
2022-11-05 01:30 | 1.8755 | 1.8755
2022-11-05 02:00 | 1.9291 | 1.9291
2022-11-05 02:30 | 1.9827 | 1.9827
2022-11-05 03:00 | 1.8755 | 1.8755
2022-11-05 03:30 | 1.8219 | 1.8219
2022-11-05 04:00 | 1.9291 | 1.9291
2022-11-05 04:30 | 1.9291 | 1.9291
2022-11-05 05:00 | 2.0363 | 2.0363
2022-11-05 05:30 | 2.0899 | 2.0899
2022-11-05 06:00 | 2.0363 | 2.0363
2022-11-05 06:30 | 2.0899 | 2.0899
2022-11-05 07:00 | 2.1434 | 2.1434
2022-11-05 07:30 | 2.0856 | 2.0856
2022-11-05 08:00 | 2.1002 | 2.1002
2022-11-05 08:30 | 2.0363 | 2.0363
2022-11-05 09:00 | 1.9858 | 1.9858
2022-11-05 09:30 | 2.3042 | 2.3042
2022-11-05 10:00 | 2.1434 | 2.1434
2022-11-05 10:30 | 2.2506 | 2.2506
2022-11-05 11:00 | 1.9291 | 1.9291
2022-11-05 11:30 | 2.0899 | 2.0899
2022-11-05 12:00 | 2.6257 | 2.6257
2022-11-05 12:30 | 2.8401 | 2.8401
2022-11-05 13:00 | 3.1616 | 3.1616
2022-11-05 13:30 | 3.4831 | 3.4831
2022-11-05 14:00 | 3.5903 | 3.5903
2022-11-05 14:30 | 3.1616 | 3.1616
2022-11-05 15:00 | 3.3223 | 3.3223
2022-11-05 15:30 | 3.2687 | 3.2687
2022-11-05 16:00 | 3.6438 | 3.6438
2022-11-05 16:30 | 4.0189 | 4.0189
2022-11-05 17:00 | 4.3941 | 4.3941
2022-11-05 17:30 | 4.5548 | 4.5548
2022-11-05 18:00 | 4.5012 | 4.5012
2022-11-05 18:30 | 4.5548 | 4.5548
2022-11-05 19:00 | 4.662 | 4.662
2022-11-05 19:30 | 4.5548 | 4.5548
2022-11-05 20:00 | 4.3405 | 4.3405
2022-11-05 20:30 | 4.1261 | 4.1261
2022-11-05 21:00 | 3.5903 | 3.5903
2022-11-05 21:30 | 3.4831 | 3.4831
2022-11-05 22:00 | 3.2687 | 3.2687
2022-11-05 22:30 | 3.0544 | 3.0544
2022-11-05 23:00 | 3.0008 | 3.0008
2022-11-05 23:30 | 2.8401 | 2.8401
2022-11-06 | 2.6793 | 2.6793
2022-11-06 00:30 | 2.6257 | 2.6257
2022-11-06 01:00 | 2.5185 | 2.5185
2022-11-06 01:30 | 2.465 | 2.465
2022-11-06 02:00 | 2.4114 | 2.4114
2022-11-06 02:30 | 2.3578 | 2.3578
2022-11-06 03:00 | 2.3106 | 2.3106
2022-11-06 03:30 | 2.4114 | 2.4114
2022-11-06 04:00 | 2.3042 | 2.3042
2022-11-06 04:30 | 2.3578 | 2.3578
2022-11-06 05:00 | 2.4114 | 2.4114
2022-11-06 05:30 | 2.3042 | 2.3042
2022-11-06 06:00 | 2.3042 | 2.3042
2022-11-06 06:30 | 2.2506 | 2.2506
2022-11-06 07:00 | 2.3042 | 2.3042
2022-11-06 07:30 | 2.197 | 2.197
2022-11-06 08:00 | 2.197 | 2.197
2022-11-06 08:30 | 2.2506 | 2.2506
2022-11-06 09:00 | 2.197 | 2.197
2022-11-06 09:30 | 2.3042 | 2.3042
2022-11-06 10:00 | 2.4114 | 2.4114
2022-11-06 10:30 | 2.4114 | 2.4114
2022-11-06 11:00 | 3.0544 | 3.0544
2022-11-06 11:30 | 2.8401 | 2.8401
2022-11-06 12:00 | 3.1616 | 3.1616
2022-11-06 12:30 | 3.3759 | 3.3759
2022-11-06 13:00 | 4.0189 | 4.0189
2022-11-06 13:30 | 3.4831 | 3.4831
2022-11-06 14:00 | 4.2333 | 4.2333
2022-11-06 14:30 | 4.3405 | 4.3405
2022-11-06 15:00 | 4.3405 | 4.3405
2022-11-06 15:30 | 3.4831 | 3.4831
2022-11-06 16:00 | 3.4295 | 3.4295
2022-11-06 16:30 | 3.3223 | 3.3223
2022-11-06 17:00 | 3.0544 | 3.0544
2022-11-06 17:30 | 3.6438 | 3.6438
2022-11-06 18:00 | 3.751 | 3.751
2022-11-06 18:30 | 3.9118 | 3.9118
2022-11-06 19:00 | 3.8582 | 3.8582
2022-11-06 19:30 | 3.8582 | 3.8582
2022-11-06 20:00 | 3.6438 | 3.6438
2022-11-06 20:30 | 3.3759 | 3.3759
2022-11-06 21:00 | 3.2152 | 3.2152
2022-11-06 21:30 | 3.1616 | 3.1616
2022-11-06 22:00 | 3.0008 | 3.0008
2022-11-06 22:30 | 2.7329 | 2.7329
2022-11-06 23:00 | 2.5185 | 2.5185
2022-11-06 23:30 | 2.4114 | 2.4114
2022-11-07 | 2.3042 | 2.3042
2022-11-07 00:30 | 2.3042 | 2.3042
2022-11-07 01:00 | 2.197 | 2.197
2022-11-07 01:30 | 2.197 | 2.197
2022-11-07 02:00 | 2.197 | 2.197
2022-11-07 02:30 | 2.0363 | 2.0363
2022-11-07 03:00 | 2.0363 | 2.0363
2022-11-07 03:30 | 2.0899 | 2.0899
2022-11-07 04:00 | 2.0899 | 2.0899
2022-11-07 04:30 | 2.2506 | 2.2506
2022-11-07 05:00 | 2.3042 | 2.3042
2022-11-07 05:30 | 2.3042 | 2.3042
2022-11-07 06:00 | 2.465 | 2.465
2022-11-07 06:30 | 2.6257 | 2.6257
2022-11-07 07:00 | 2.4114 | 2.4114
2022-11-07 07:30 | 2.8401 | 2.8401
2022-11-07 08:00 | 2.4114 | 2.4114
2022-11-07 08:30 | 2.197 | 2.197
2022-11-07 09:00 | 2.8401 | 2.8401
2022-11-07 09:30 | 2.7329 | 2.7329
2022-11-07 10:00 | 2.4114 | 2.4114
2022-11-07 10:30 | 2.3042 | 2.3042
2022-11-07 11:00 | 2.8401 | 2.8401
2022-11-07 11:30 | 2.6793 | 2.6793
2022-11-07 12:00 | 2.7865 | 2.7865
2022-11-07 12:30 | 2.9472 | 2.9472
2022-11-07 13:00 | 3.3759 | 3.3759
2022-11-07 13:30 | 3.3223 | 3.3223
2022-11-07 14:00 | 3.5903 | 3.5903
2022-11-07 14:30 | 3.5903 | 3.5903
2022-11-07 15:00 | 3.8582 | 3.8582
2022-11-07 15:30 | 4.1797 | 4.1797
2022-11-07 16:00 | 4.5548 | 4.5548
2022-11-07 16:30 | 4.7692 | 4.7692
2022-11-07 17:00 | 4.2333 | 4.2333
2022-11-07 17:30 | 4.7156 | 4.7156
2022-11-07 18:00 | 4.7156 | 4.7156
2022-11-07 18:30 | 4.8763 | 4.8763
2022-11-07 19:00 | 4.9299 | 4.9299
2022-11-07 19:30 | 4.7156 | 4.7156
2022-11-07 20:00 | 4.4476 | 4.4476
2022-11-07 20:30 | 4.1797 | 4.1797
2022-11-07 21:00 | 3.8046 | 3.8046
2022-11-07 21:30 | 3.8046 | 3.8046
2022-11-07 22:00 | 3.4831 | 3.4831
2022-11-07 22:30 | 3.1616 | 3.1616
2022-11-07 23:00 | 3.0008 | 3.0008
2022-11-07 23:30 | 2.8401 | 2.8401
2022-11-08 | 2.7329 | 2.7329
2022-11-08 00:30 | 2.5721 | 2.5721
2022-11-08 01:00 | 2.5185 | 2.5185
2022-11-08 01:30 | 2.4114 | 2.4114
2022-11-08 02:00 | 2.3578 | 2.3578
2022-11-08 02:30 | 2.3042 | 2.3042
2022-11-08 03:00 | 2.3042 | 2.3042
2022-11-08 03:30 | 2.2506 | 2.2506
2022-11-08 04:00 | 2.197 | 2.197
2022-11-08 04:30 | 2.2506 | 2.2506
2022-11-08 05:00 | 2.465 | 2.465
2022-11-08 05:30 | 2.4114 | 2.4114
2022-11-08 06:00 | 2.4114 | 2.4114
2022-11-08 06:30 | 2.6793 | 2.6793
2022-11-08 07:00 | 2.7329 | 2.7329
2022-11-08 07:30 | 2.9472 | 2.9472
2022-11-08 08:00 | 2.8936 | 2.8936
2022-11-08 08:30 | 2.9759 | 2.9759
2022-11-08 09:00 | 3.108 | 3.108
2022-11-08 09:30 | 2.9472 | 2.9472
2022-11-08 10:00 | 3.2687 | 3.2687
2022-11-08 10:30 | 3.3223 | 3.3223
2022-11-08 11:00 | 3.5903 | 3.5903
2022-11-08 11:30 | 3.5903 | 3.5903
2022-11-08 12:00 | 3.8046 | 3.8046
2022-11-08 12:30 | 3.8046 | 3.8046
2022-11-08 13:00 | 4.0189 | 4.0189
2022-11-08 13:30 | 4.2333 | 4.2333
2022-11-08 14:00 | 4.2333 | 4.2333
2022-11-08 14:30 | 4.5548 | 4.5548
2022-11-08 15:00 | 4.8763 | 4.8763
2022-11-08 15:30 | 4.9835 | 4.9835
2022-11-08 16:00 | 5.1443 | 5.1443
2022-11-08 16:30 | 5.1443 | 5.1443
2022-11-08 17:00 | 5.6265 | 5.6265
2022-11-08 17:30 | 5.3586 | 5.3586
2022-11-08 18:00 | 5.4658 | 5.4658
2022-11-08 18:30 | 5.7337 | 5.7337
2022-11-08 19:00 | 5.5194 | 5.5194
2022-11-08 19:30 | 5.4658 | 5.4658
2022-11-08 20:00 | 4.9835 | 4.9835
2022-11-08 20:30 | 4.5548 | 4.5548
2022-11-08 21:00 | 4.1797 | 4.1797
2022-11-08 21:30 | 3.9118 | 3.9118
2022-11-08 22:00 | 3.6974 | 3.6974
2022-11-08 22:30 | 3.2687 | 3.2687
2022-11-08 23:00 | 3.0417 | 3.0417
2022-11-08 23:30 | 2.9472 | 2.9472
2022-11-09 | 2.7329 | 2.7329
2022-11-09 00:30 | 2.6257 | 2.6257
2022-11-09 01:00 | 2.6257 | 2.6257
2022-11-09 01:30 | 2.465 | 2.465
2022-11-09 02:00 | 2.465 | 2.465
2022-11-09 02:30 | 2.4114 | 2.4114
2022-11-09 03:00 | 2.4114 | 2.4114
2022-11-09 03:30 | 2.4114 | 2.4114
2022-11-09 04:00 | 2.3042 | 2.3042
2022-11-09 04:30 | 2.3578 | 2.3578
2022-11-09 05:00 | 2.465 | 2.465
2022-11-09 05:30 | 2.5721 | 2.5721
2022-11-09 06:00 | 2.6257 | 2.6257
2022-11-09 06:30 | 2.6257 | 2.6257
2022-11-09 07:00 | 2.7329 | 2.7329
2022-11-09 07:30 | 2.8936 | 2.8936
2022-11-09 08:00 | 2.8401 | 2.8401
2022-11-09 08:30 | 3.108 | 3.108
2022-11-09 09:00 | 3.2687 | 3.2687
2022-11-09 09:30 | 3.3759 | 3.3759
2022-11-09 10:00 | 3.5903 | 3.5903
2022-11-09 10:30 | 3.6438 | 3.6438
2022-11-09 11:00 | 3.8046 | 3.8046
2022-11-09 11:30 | 4.0716 | 4.0716
2022-11-09 12:00 | 4.1222 | 4.1222
2022-11-09 12:30 | 4.3405 | 4.3405
2022-11-09 13:00 | 5.0915 | 5.0915
2022-11-09 13:30 | 5.4122 | 5.4122
2022-11-09 14:00 | 5.6265 | 5.6265
2022-11-09 14:30 | 3.8582 | 3.8582
2022-11-09 15:00 | 4.0189 | 4.0189
2022-11-09 15:30 | 3.751 | 3.751
2022-11-09 16:00 | 3.5921 | 3.5921
2022-11-09 16:30 | 3.8046 | 3.8046
2022-11-09 17:00 | 3.9654 | 3.9654
2022-11-09 17:30 | 4.1261 | 4.1261
2022-11-09 18:00 | 4.0189 | 4.0189
2022-11-09 18:30 | 3.8582 | 3.8582
2022-11-09 19:00 | 4.0189 | 4.0189
2022-11-09 19:30 | 3.751 | 3.751
2022-11-09 20:00 | 3.4831 | 3.4831
2022-11-09 20:30 | 3.4295 | 3.4295
2022-11-09 21:00 | 3.1616 | 3.1616
2022-11-09 21:30 | 3.0544 | 3.0544
2022-11-09 22:00 | 2.8563 | 2.8563
2022-11-09 22:30 | 2.6257 | 2.6257
2022-11-09 23:00 | 2.5185 | 2.5185
2022-11-09 23:30 | 2.5185 | 2.5185
2022-11-10 | 2.3578 | 2.3578
2022-11-10 00:30 | 2.197 | 2.197
2022-11-10 01:00 | 2.4114 | 2.4114
2022-11-10 01:30 | 2.2506 | 2.2506
2022-11-10 02:00 | 2.1434 | 2.1434
2022-11-10 02:30 | 2.2259 | 2.2259
2022-11-10 03:00 | 2.1434 | 2.1434
2022-11-10 03:30 | 2.1434 | 2.1434
2022-11-10 04:00 | 2.0899 | 2.0899
2022-11-10 04:30 | 2.197 | 2.197
2022-11-10 05:00 | 2.2506 | 2.2506
2022-11-10 05:30 | 2.4114 | 2.4114
2022-11-10 06:00 | 2.5185 | 2.5185
2022-11-10 06:30 | 2.5185 | 2.5185
2022-11-10 07:00 | 2.6257 | 2.6257
2022-11-10 07:30 | 2.7329 | 2.7329
2022-11-10 08:00 | 2.7329 | 2.7329
2022-11-10 08:30 | 2.8401 | 2.8401
2022-11-10 09:00 | 2.7865 | 2.7865
2022-11-10 09:30 | 2.3578 | 2.3578
2022-11-10 10:00 | 2.4114 | 2.4114
2022-11-10 10:30 | 2.8401 | 2.8401
2022-11-10 11:00 | 2.7865 | 2.7865
2022-11-10 11:30 | 2.9472 | 2.9472
2022-11-10 12:00 | 3.0544 | 3.0544
2022-11-10 12:30 | 3.2152 | 3.2152
2022-11-10 13:00 | 3.4831 | 3.4831
2022-11-10 13:30 | 3.5903 | 3.5903
2022-11-10 14:00 | 3.6974 | 3.6974
2022-11-10 14:30 | 3.9118 | 3.9118
2022-11-10 15:00 | 3.9654 | 3.9654
2022-11-10 15:30 | 4.2333 | 4.2333
2022-11-10 16:00 | 4.662 | 4.662
2022-11-10 16:30 | 5.1978 | 5.1978
2022-11-10 17:00 | 4.948 | 4.948
2022-11-10 17:30 | 5.1443 | 5.1443
2022-11-10 18:00 | 4.9835 | 4.9835
2022-11-10 18:30 | 5.1978 | 5.1978
2022-11-10 19:00 | 4.9835 | 4.9835
2022-11-10 19:30 | 4.9212 | 4.9212
2022-11-10 20:00 | 4.5548 | 4.5548
2022-11-10 20:30 | 4.3405 | 4.3405
2022-11-10 21:00 | 3.9118 | 3.9118
2022-11-10 21:30 | 3.8582 | 3.8582
2022-11-10 22:00 | 3.3964 | 3.3964
2022-11-10 22:30 | 3.2152 | 3.2152
2022-11-10 23:00 | 3.0544 | 3.0544
2022-11-10 23:30 | 2.8936 | 2.8936
2022-11-11 | 2.6793 | 2.6793
2022-11-11 00:30 | 2.6257 | 2.6257
2022-11-11 01:00 | 2.6793 | 2.6793
2022-11-11 01:30 | 2.5185 | 2.5185
2022-11-11 02:00 | 2.5185 | 2.5185
2022-11-11 02:30 | 2.5185 | 2.5185
2022-11-11 03:00 | 2.4114 | 2.4114
2022-11-11 03:30 | 2.3578 | 2.3578
2022-11-11 04:00 | 2.5185 | 2.5185
2022-11-11 04:30 | 2.4114 | 2.4114
2022-11-11 05:00 | 2.5721 | 2.5721
2022-11-11 05:30 | 2.6257 | 2.6257
2022-11-11 06:00 | 2.5185 | 2.5185
2022-11-11 06:30 | 2.7329 | 2.7329
2022-11-11 07:00 | 3.1616 | 3.1616
2022-11-11 07:30 | 3.108 | 3.108
2022-11-11 08:00 | 3.108 | 3.108
2022-11-11 08:30 | 3.2687 | 3.2687
2022-11-11 09:00 | 3.5367 | 3.5367
2022-11-11 09:30 | 3.2687 | 3.2687
2022-11-11 10:00 | 3.3759 | 3.3759
2022-11-11 10:30 | 3.5903 | 3.5903
2022-11-11 11:00 | 3.5903 | 3.5903
2022-11-11 11:30 | 3.5903 | 3.5903
2022-11-11 12:00 | 3.9654 | 3.9654
2022-11-11 12:30 | 4.0725 | 4.0725
2022-11-11 13:00 | 4.2869 | 4.2869
2022-11-11 13:30 | 4.9299 | 4.9299
2022-11-11 14:00 | 5.1443 | 5.1443
2022-11-11 14:30 | 5.0371 | 5.0371
2022-11-11 15:00 | 5.3292 | 5.3292
2022-11-11 15:30 | 4.9299 | 4.9299
2022-11-11 16:00 | 5.1978 | 5.1978
2022-11-11 16:30 | 5.0907 | 5.0907
2022-11-11 17:00 | 5.305 | 5.305
2022-11-11 17:30 | 4.8763 | 4.8763
2022-11-11 18:00 | 4.8227 | 4.8227
2022-11-11 18:30 | 4.6084 | 4.6084
2022-11-11 19:00 | 4.3405 | 4.3405
2022-11-11 19:30 | 4.1261 | 4.1261
2022-11-11 20:00 | 3.8582 | 3.8582
2022-11-11 20:30 | 3.4831 | 3.4831
2022-11-11 21:00 | 3.2687 | 3.2687
2022-11-11 21:30 | 3.1616 | 3.1616
2022-11-11 22:00 | 3.0008 | 3.0008
2022-11-11 22:30 | 2.8936 | 2.8936
2022-11-11 23:00 | 2.7329 | 2.7329
2022-11-11 23:30 | 2.5185 | 2.5185
2022-11-12 | 2.5185 | 2.5185
2022-11-12 00:30 | 2.4114 | 2.4114
2022-11-12 01:00 | 2.3042 | 2.3042
2022-11-12 01:30 | 2.2506 | 2.2506
2022-11-12 02:00 | 2.3578 | 2.3578
2022-11-12 02:30 | 2.197 | 2.197
2022-11-12 03:00 | 2.197 | 2.197
2022-11-12 03:30 | 2.3042 | 2.3042
2022-11-12 04:00 | 2.1434 | 2.1434
2022-11-12 04:30 | 2.197 | 2.197
2022-11-12 05:00 | 2.197 | 2.197
2022-11-12 05:30 | 2.3578 | 2.3578
2022-11-12 06:00 | 2.3042 | 2.3042
2022-11-12 06:30 | 2.3578 | 2.3578
2022-11-12 07:00 | 2.4114 | 2.4114
2022-11-12 07:30 | 2.3578 | 2.3578
2022-11-12 08:00 | 2.5185 | 2.5185
2022-11-12 08:30 | 2.6793 | 2.6793
2022-11-12 09:00 | 2.8401 | 2.8401
2022-11-12 09:30 | 2.9472 | 2.9472
2022-11-12 10:00 | 2.0899 | 2.0899
2022-11-12 10:30 | 2.7329 | 2.7329
2022-11-12 11:00 | 2.9472 | 2.9472
2022-11-12 11:30 | 3.108 | 3.108
2022-11-12 12:00 | 2.7865 | 2.7865
2022-11-12 12:30 | 2.2506 | 2.2506
2022-11-12 13:00 | 2.3042 | 2.3042
2022-11-12 13:30 | 2.2506 | 2.2506
2022-11-12 14:00 | 2.5185 | 2.5185
2022-11-12 14:30 | 2.8936 | 2.8936
2022-11-12 15:00 | 2.6793 | 2.6793
2022-11-12 15:30 | 3.2687 | 3.2687
2022-11-12 16:00 | 3.3759 | 3.3759
2022-11-12 16:30 | 3.1616 | 3.1616
2022-11-12 17:00 | 3.2455 | 3.2455
2022-11-12 17:30 | 3.9056 | 3.9056
2022-11-12 18:00 | 3.6438 | 3.6438
2022-11-12 18:30 | 3.979 | 3.979
2022-11-12 19:00 | 4.0192 | 4.0192
2022-11-12 19:30 | 4.0189 | 4.0189
2022-11-12 20:00 | 3.9118 | 3.9118
2022-11-12 20:30 | 3.5367 | 3.5367
2022-11-12 21:00 | 3.3759 | 3.3759
2022-11-12 21:30 | 3.2687 | 3.2687
2022-11-12 22:00 | 2.9472 | 2.9472
2022-11-12 22:30 | 2.7329 | 2.7329
2022-11-12 23:00 | 2.7329 | 2.7329
2022-11-12 23:30 | 2.6257 | 2.6257
2022-11-13 | 2.5185 | 2.5185
2022-11-13 00:30 | 2.5721 | 2.5721
2022-11-13 01:00 | 2.5185 | 2.5185
2022-11-13 01:30 | 2.4114 | 2.4114
2022-11-13 02:00 | 2.465 | 2.465
2022-11-13 02:30 | 2.4114 | 2.4114
2022-11-13 03:00 | 2.3042 | 2.3042
2022-11-13 03:30 | 2.3578 | 2.3578
2022-11-13 04:00 | 2.3042 | 2.3042
2022-11-13 04:30 | 2.465 | 2.465
2022-11-13 05:00 | 2.465 | 2.465
2022-11-13 05:30 | 2.5185 | 2.5185
2022-11-13 06:00 | 2.4114 | 2.4114
2022-11-13 06:30 | 2.465 | 2.465
2022-11-13 07:00 | 2.465 | 2.465
2022-11-13 07:30 | 2.4114 | 2.4114
2022-11-13 08:00 | 2.7865 | 2.7865
2022-11-13 08:30 | 2.5185 | 2.5185
2022-11-13 09:00 | 2.8914 | 2.8914
2022-11-13 09:30 | 2.7329 | 2.7329
2022-11-13 10:00 | 3.0544 | 3.0544
2022-11-13 10:30 | 3.3759 | 3.3759
2022-11-13 11:00 | 3.4831 | 3.4831
2022-11-13 11:30 | 3.2152 | 3.2152
2022-11-13 12:00 | 3.6438 | 3.6438
2022-11-13 12:30 | 3.8046 | 3.8046
2022-11-13 13:00 | 4.5548 | 4.5548
2022-11-13 13:30 | 4.2869 | 4.2869
2022-11-13 14:00 | 5.1443 | 5.1443
2022-11-13 14:30 | 4.8227 | 4.8227
2022-11-13 15:00 | 4.7692 | 4.7692
2022-11-13 15:30 | 4.0189 | 4.0189
2022-11-13 16:00 | 3.2152 | 3.2152
2022-11-13 16:30 | 2.8401 | 2.8401
2022-11-13 17:00 | 3.3223 | 3.3223
2022-11-13 17:30 | 3.4295 | 3.4295
2022-11-13 18:00 | 3.5903 | 3.5903
2022-11-13 18:30 | 3.5903 | 3.5903
2022-11-13 19:00 | 3.6974 | 3.6974
2022-11-13 19:30 | 3.8046 | 3.8046
2022-11-13 20:00 | 3.2687 | 3.2687
2022-11-13 20:30 | 2.8936 | 2.8936
2022-11-13 21:00 | 2.7329 | 2.7329
2022-11-13 21:30 | 2.6793 | 2.6793
2022-11-13 22:00 | 2.6257 | 2.6257
2022-11-13 22:30 | 2.5185 | 2.5185
2022-11-13 23:00 | 2.197 | 2.197
2022-11-13 23:30 | 2.197 | 2.197
2022-11-14 | 2.0899 | 2.0899
2022-11-14 00:30 | 1.9827 | 1.9827
2022-11-14 01:00 | 2.0899 | 2.0899
2022-11-14 01:30 | 1.9827 | 1.9827
2022-11-14 02:00 | 1.9291 | 1.9291
2022-11-14 02:30 | 2.0363 | 2.0363
2022-11-14 03:00 | 1.9291 | 1.9291
2022-11-14 03:30 | 1.9827 | 1.9827
2022-11-14 04:00 | 1.9827 | 1.9827
2022-11-14 04:30 | 1.9827 | 1.9827
2022-11-14 05:00 | 2.1434 | 2.1434
2022-11-14 05:30 | 2.197 | 2.197
2022-11-14 06:00 | 2.1434 | 2.1434
2022-11-14 06:30 | 2.3042 | 2.3042
2022-11-14 07:00 | 2.5185 | 2.5185
2022-11-14 07:30 | 2.6257 | 2.6257
2022-11-14 08:00 | 2.6257 | 2.6257
2022-11-14 08:30 | 2.4299 | 2.4299
2022-11-14 09:00 | 2.8401 | 2.8401
2022-11-14 09:30 | 2.3578 | 2.3578
2022-11-14 10:00 | 2.6687 | 2.6687
2022-11-14 10:30 | 2.3578 | 2.3578
2022-11-14 11:00 | 2.7329 | 2.7329
2022-11-14 11:30 | 2.5185 | 2.5185
2022-11-14 12:00 | 2.8401 | 2.8401
2022-11-14 12:30 | 3.2687 | 3.2687
2022-11-14 13:00 | 3.2152 | 3.2152
2022-11-14 13:30 | 3.5903 | 3.5903
2022-11-14 14:00 | 3.8046 | 3.8046
2022-11-14 14:30 | 3.9118 | 3.9118
2022-11-14 15:00 | 4.6084 | 4.6084
2022-11-14 15:30 | 4.7156 | 4.7156
2022-11-14 16:00 | 4.7692 | 4.7692
2022-11-14 16:30 | 4.7692 | 4.7692
2022-11-14 17:00 | 4.7156 | 4.7156
2022-11-14 17:30 | 4.3405 | 4.3405
2022-11-14 18:00 | 4.3941 | 4.3941
2022-11-14 18:30 | 4.5548 | 4.5548
2022-11-14 19:00 | 4.6084 | 4.6084
2022-11-14 19:30 | 4.4476 | 4.4476
2022-11-14 20:00 | 4.2869 | 4.2869
2022-11-14 20:30 | 4.0189 | 4.0189
2022-11-14 21:00 | 3.6974 | 3.6974
2022-11-14 21:30 | 3.6438 | 3.6438
2022-11-14 22:00 | 3.3759 | 3.3759
2022-11-14 22:30 | 3.1616 | 3.1616
2022-11-14 23:00 | 2.9472 | 2.9472
2022-11-14 23:30 | 2.7329 | 2.7329
2022-11-15 | 2.6793 | 2.6793
2022-11-15 00:30 | 2.5185 | 2.5185
2022-11-15 01:00 | 2.4114 | 2.4114
2022-11-15 01:30 | 2.4114 | 2.4114
2022-11-15 02:00 | 2.3042 | 2.3042
2022-11-15 02:30 | 2.3042 | 2.3042
2022-11-15 03:00 | 2.2506 | 2.2506
2022-11-15 03:30 | 2.197 | 2.197
2022-11-15 04:00 | 2.1109 | 2.1109
2022-11-15 04:30 | 2.197 | 2.197
2022-11-15 05:00 | 2.197 | 2.197
2022-11-15 05:30 | 2.197 | 2.197
2022-11-15 06:00 | 2.2506 | 2.2506
2022-11-15 06:30 | 2.3578 | 2.3578
2022-11-15 07:00 | 2.374 | 2.374
2022-11-15 07:30 | 2.4711 | 2.4711
2022-11-15 08:00 | 2.5721 | 2.5721
2022-11-15 08:30 | 2.0899 | 2.0899
2022-11-15 09:00 | 2.0899 | 2.0899
2022-11-15 09:30 | 1.9827 | 1.9827
2022-11-15 10:00 | 2.0363 | 2.0363
2022-11-15 10:30 | 2.0899 | 2.0899
2022-11-15 11:00 | 2.3042 | 2.3042
2022-11-15 11:30 | 2.5185 | 2.5185
2022-11-15 12:00 | 2.3578 | 2.3578
2022-11-15 12:30 | 2.7329 | 2.7329
2022-11-15 13:00 | 2.7329 | 2.7329
2022-11-15 13:30 | 2.8401 | 2.8401
2022-11-15 14:00 | 2.8936 | 2.8936
2022-11-15 14:30 | 3.108 | 3.108
2022-11-15 15:00 | 3.3759 | 3.3759
2022-11-15 15:30 | 3.6438 | 3.6438
2022-11-15 16:00 | 3.4831 | 3.4831
2022-11-15 16:30 | 3.9118 | 3.9118
2022-11-15 17:00 | 3.9118 | 3.9118
2022-11-15 17:30 | 3.9533 | 3.9533
2022-11-15 18:00 | 4.1261 | 4.1261
2022-11-15 18:30 | 4.0189 | 4.0189
2022-11-15 19:00 | 4.2333 | 4.2333
2022-11-15 19:30 | 4.1261 | 4.1261
2022-11-15 20:00 | 3.8582 | 3.8582
2022-11-15 20:30 | 3.6974 | 3.6974
2022-11-15 21:00 | 3.2687 | 3.2687
2022-11-15 21:30 | 3.2385 | 3.2385
2022-11-15 22:00 | 3.0544 | 3.0544
2022-11-15 22:30 | 2.6996 | 2.6996
2022-11-15 23:00 | 2.5185 | 2.5185
2022-11-15 23:30 | 2.4331 | 2.4331
2022-11-16 | 2.4114 | 2.4114
2022-11-16 00:30 | 2.2531 | 2.2531
2022-11-16 01:00 | 2.197 | 2.197
2022-11-16 01:30 | 2.0899 | 2.0899
2022-11-16 02:00 | 2.0899 | 2.0899
2022-11-16 02:30 | 2.0579 | 2.0579
2022-11-16 03:00 | 2.0899 | 2.0899
2022-11-16 03:30 | 2.0899 | 2.0899
2022-11-16 04:00 | 2.197 | 2.197
2022-11-16 04:30 | 2.2487 | 2.2487
2022-11-16 05:00 | 2.2506 | 2.2506
2022-11-16 05:30 | 2.3219 | 2.3219
2022-11-16 06:00 | 2.3042 | 2.3042
2022-11-16 06:30 | 2.3572 | 2.3572
2022-11-16 07:00 | 2.5185 | 2.5185
2022-11-16 07:30 | 2.5431 | 2.5431
2022-11-16 08:00 | 2.3578 | 2.3578
2022-11-16 08:30 | 2.1849 | 2.1849
2022-11-16 09:00 | 2.0899 | 2.0899
2022-11-16 09:30 | 1.967 | 1.967
2022-11-16 10:00 | 2.5059 | 2.5059
2022-11-16 10:30 | 1.9603 | 1.9603
2022-11-16 11:00 | 2.2506 | 2.2506
2022-11-16 11:30 | 2.3096 | 2.3096
2022-11-16 12:00 | 2.4114 | 2.4114
2022-11-16 12:30 | 2.0344 | 2.0344
2022-11-16 13:00 | 2.0899 | 2.0899
2022-11-16 13:30 | 2.166 | 2.166
2022-11-16 14:00 | 2.2506 | 2.2506
2022-11-16 14:30 | 2.4434 | 2.4434
2022-11-16 15:00 | 2.6793 | 2.6793
2022-11-16 15:30 | 3.5728 | 3.5728
2022-11-16 16:00 | 3.4831 | 3.4831
2022-11-16 16:30 | 4.4027 | 4.4027
2022-11-16 17:00 | 4.5548 | 4.5548
2022-11-16 17:30 | 4.4545 | 4.4545
2022-11-16 18:00 | 4.5548 | 4.5548
2022-11-16 18:30 | 4.5012 | 4.5012
2022-11-16 19:00 | 4.4476 | 4.4476
2022-11-16 19:30 | 4.3826 | 4.3826
2022-11-16 20:00 | 4.1261 | 4.1261
2022-11-16 20:30 | 3.6974 | 3.6974
2022-11-16 21:00 | 3.5903 | 3.5903
2022-11-16 21:30 | 3.387 | 3.387
2022-11-16 22:00 | 3.1616 | 3.1616
2022-11-16 22:30 | 3.0108 | 3.0108
2022-11-16 23:00 | 2.7329 | 2.7329
2022-11-16 23:30 | 2.5747 | 2.5747
2022-11-17 | 2.4114 | 2.4114
2022-11-17 00:30 | 2.3043 | 2.3043
2022-11-17 01:00 | 2.3042 | 2.3042
2022-11-17 01:30 | 2.2914 | 2.2914
2022-11-17 02:00 | 2.197 | 2.197
2022-11-17 02:30 | 2.1652 | 2.1652
2022-11-17 03:00 | 2.3042 | 2.3042
2022-11-17 03:30 | 2.1953 | 2.1953
2022-11-17 04:00 | 2.197 | 2.197
2022-11-17 04:30 | 2.2438 | 2.2438
2022-11-17 05:00 | 2.2506 | 2.2506
2022-11-17 05:30 | 2.4422 | 2.4422
2022-11-17 06:00 | 2.3578 | 2.3578
2022-11-17 06:30 | 2.4502 | 2.4502
2022-11-17 07:00 | 2.6257 | 2.6257
2022-11-17 07:30 | 2.7213 | 2.7213
2022-11-17 08:00 | 2.5725 | 2.5725
2022-11-17 08:30 | 2.697 | 2.697
2022-11-17 09:00 | 2.4121 | 2.4121
2022-11-17 09:30 | 2.2506 | 2.2506
2022-11-17 10:00 | 2.0363 | 2.0363
2022-11-17 10:30 | 2.0899 | 2.0899
2022-11-17 11:00 | 2.0899 | 2.0899
2022-11-17 11:30 | 2.3798 | 2.3798
2022-11-17 12:00 | 2.631 | 2.631
2022-11-17 12:30 | 2.5367 | 2.5367
2022-11-17 13:00 | 3.0008 | 3.0008
2022-11-17 13:30 | 2.8442 | 2.8442
2022-11-17 14:00 | 2.9472 | 2.9472
2022-11-17 14:30 | 3.108 | 3.108
2022-11-17 15:00 | 3.6884 | 3.6884
2022-11-17 15:30 | 3.7983 | 3.7983
2022-11-17 16:00 | 4.0189 | 4.0189
2022-11-17 16:30 | 4.0736 | 4.0736
2022-11-17 17:00 | 4.0725 | 4.0725
2022-11-17 17:30 | 4.1073 | 4.1073
2022-11-17 18:00 | 4.0725 | 4.0725
2022-11-17 18:30 | 4.2018 | 4.2018
2022-11-17 19:00 | 4.1261 | 4.1261
2022-11-17 19:30 | 4.1261 | 4.1261
2022-11-17 20:00 | 3.8869 | 3.8869
2022-11-17 20:30 | 3.6974 | 3.6974
2022-11-17 21:00 | 3.4997 | 3.4997
2022-11-17 21:30 | 3.3759 | 3.3759
2022-11-17 22:00 | 3.1228 | 3.1228
2022-11-17 22:30 | 2.9472 | 2.9472
2022-11-17 23:00 | 2.8401 | 2.8401
2022-11-17 23:30 | 2.6257 | 2.6257
2022-11-18 | 2.6257 | 2.6257
2022-11-18 00:30 | 2.5185 | 2.5185
2022-11-18 01:00 | 2.4114 | 2.4114
2022-11-18 01:30 | 2.465 | 2.465
2022-11-18 02:00 | 2.4114 | 2.4114
2022-11-18 02:30 | 2.3042 | 2.3042
2022-11-18 03:00 | 2.3042 | 2.3042
2022-11-18 03:30 | 2.3042 | 2.3042
2022-11-18 04:00 | 2.2506 | 2.2506
2022-11-18 04:30 | 2.4114 | 2.4114
2022-11-18 05:00 | 2.3578 | 2.3578
2022-11-18 05:30 | 2.5721 | 2.5721
2022-11-18 06:00 | 2.5185 | 2.5185
2022-11-18 06:30 | 2.3962 | 2.3962
2022-11-18 07:00 | 2.6677 | 2.6677
2022-11-18 07:30 | 2.5525 | 2.5525
2022-11-18 08:00 | 2.6257 | 2.6257
2022-11-18 08:30 | 2.465 | 2.465
2022-11-18 09:00 | 2.312 | 2.312
2022-11-18 09:30 | 2.2281 | 2.2281
2022-11-18 10:00 | 2.2506 | 2.2506
2022-11-18 10:30 | 2.5185 | 2.5185
2022-11-18 11:00 | 2.5185 | 2.5185
2022-11-18 11:30 | 2.6257 | 2.6257
2022-11-18 12:00 | 2.8401 | 2.8401
2022-11-18 12:30 | 3.0544 | 3.0544
2022-11-18 13:00 | 3.3759 | 3.3759
2022-11-18 13:30 | 3.3759 | 3.3759
2022-11-18 14:00 | 3.6438 | 3.6438
2022-11-18 14:30 | 3.8582 | 3.8582
2022-11-18 15:00 | 4.0725 | 4.0725
2022-11-18 15:30 | 4.3405 | 4.3405
2022-11-18 16:00 | 4.7156 | 4.7156
2022-11-18 16:30 | 5.0907 | 5.0907
2022-11-18 17:00 | 4.9835 | 4.9835
2022-11-18 17:30 | 5.0371 | 5.0371
2022-11-18 18:00 | 5.1443 | 5.1443
2022-11-18 18:30 | 5.305 | 5.305
2022-11-18 19:00 | 5.0907 | 5.0907
2022-11-18 19:30 | 4.9974 | 4.9974
2022-11-18 20:00 | 4.7156 | 4.7156
2022-11-18 20:30 | 4.3405 | 4.3405
2022-11-18 21:00 | 4.0072 | 4.0072
2022-11-18 21:30 | 3.8046 | 3.8046
2022-11-18 22:00 | 3.4831 | 3.4831
2022-11-18 22:30 | 3.1616 | 3.1616
2022-11-18 23:00 | 2.9472 | 2.9472
2022-11-18 23:30 | 2.8401 | 2.8401
2022-11-19 | 2.7329 | 2.7329
2022-11-19 00:30 | 2.6257 | 2.6257
2022-11-19 01:00 | 2.6257 | 2.6257
2022-11-19 01:30 | 2.4114 | 2.4114
2022-11-19 02:00 | 2.3578 | 2.3578
2022-11-19 02:30 | 2.3578 | 2.3578
2022-11-19 03:00 | 2.3042 | 2.3042
2022-11-19 03:30 | 2.2506 | 2.2506
2022-11-19 04:00 | 2.3042 | 2.3042
2022-11-19 04:30 | 2.3042 | 2.3042
2022-11-19 05:00 | 2.4114 | 2.4114
2022-11-19 05:30 | 2.3042 | 2.3042
2022-11-19 06:00 | 2.197 | 2.197
2022-11-19 06:30 | 2.3236 | 2.3236
2022-11-19 07:00 | 2.4114 | 2.4114
2022-11-19 07:30 | 2.5185 | 2.5185
2022-11-19 08:00 | 2.6257 | 2.6257
2022-11-19 08:30 | 2.732 | 2.732
2022-11-19 09:00 | 2.9472 | 2.9472
2022-11-19 09:30 | 3.0544 | 3.0544
2022-11-19 10:00 | 3.2152 | 3.2152
2022-11-19 10:30 | 3.3223 | 3.3223
2022-11-19 11:00 | 3.5367 | 3.5367
2022-11-19 11:30 | 3.751 | 3.751
2022-11-19 12:00 | 3.751 | 3.751
2022-11-19 12:30 | 4.0189 | 4.0189
2022-11-19 13:00 | 4.3405 | 4.3405
2022-11-19 13:30 | 4.5012 | 4.5012
2022-11-19 14:00 | 4.7156 | 4.7156
2022-11-19 14:30 | 4.8763 | 4.8763
2022-11-19 15:00 | 4.9299 | 4.9299
2022-11-19 15:30 | 5.1731 | 5.1731
2022-11-19 16:00 | 5.5194 | 5.5194
2022-11-19 16:30 | 5.6801 | 5.6801
2022-11-19 17:00 | 6.1624 | 6.1624
2022-11-19 17:30 | 6.0016 | 6.0016
2022-11-19 18:00 | 6.2696 | 6.2696
2022-11-19 18:30 | 6.1624 | 6.1624
2022-11-19 19:00 | 6.0016 | 6.0016
2022-11-19 19:30 | 5.7337 | 5.7337
2022-11-19 20:00 | 5.4122 | 5.4122
2022-11-19 20:30 | 5.1443 | 5.1443
2022-11-19 21:00 | 4.7692 | 4.7692
2022-11-19 21:30 | 4.6084 | 4.6084
2022-11-19 22:00 | 4.2333 | 4.2333
2022-11-19 22:30 | 4.1261 | 4.1261
2022-11-19 23:00 | 4.0189 | 4.0189
2022-11-19 23:30 | 3.9118 | 3.9118
2022-11-20 | 3.8582 | 3.8582
2022-11-20 00:30 | 3.751 | 3.751
2022-11-20 01:00 | 3.5367 | 3.5367
2022-11-20 01:30 | 3.4831 | 3.4831
2022-11-20 02:00 | 3.4831 | 3.4831
2022-11-20 02:30 | 3.3223 | 3.3223
2022-11-20 03:00 | 3.2586 | 3.2586
2022-11-20 03:30 | 3.239 | 3.239
2022-11-20 04:00 | 3.2687 | 3.2687
2022-11-20 04:30 | 3.3167 | 3.3167
2022-11-20 05:00 | 3.3636 | 3.3636
2022-11-20 05:30 | 3.2966 | 3.2966
2022-11-20 06:00 | 3.108 | 3.108
2022-11-20 06:30 | 2.9868 | 2.9868
2022-11-20 07:00 | 3.0552 | 3.0552
2022-11-20 07:30 | 3.2687 | 3.2687
2022-11-20 08:00 | 3.5018 | 3.5018
2022-11-20 08:30 | 3.3215 | 3.3215
2022-11-20 09:00 | 2.7329 | 2.7329
2022-11-20 09:30 | 3.5931 | 3.5931
2022-11-20 10:00 | 3.6227 | 3.6227
2022-11-20 10:30 | 3.6974 | 3.6974
2022-11-20 11:00 | 3.4295 | 3.4295
2022-11-20 11:30 | 3.1616 | 3.1616
2022-11-20 12:00 | 3.8046 | 3.8046
2022-11-20 12:30 | 3.6438 | 3.6438
2022-11-20 13:00 | 3.6438 | 3.6438
2022-11-20 13:30 | 4.2333 | 4.2333
2022-11-20 14:00 | 4.4476 | 4.4476
2022-11-20 14:30 | 4.7156 | 4.7156
2022-11-20 15:00 | 4.8763 | 4.8763
2022-11-20 15:30 | 4.8763 | 4.8763
2022-11-20 16:00 | 4.5548 | 4.5548
2022-11-20 16:30 | 4.4476 | 4.4476
2022-11-20 17:00 | 4.7692 | 4.7692
2022-11-20 17:30 | 4.8763 | 4.8763
2022-11-20 18:00 | 4.7156 | 4.7156
2022-11-20 18:30 | 4.8227 | 4.8227
2022-11-20 19:00 | 4.7692 | 4.7692
2022-11-20 19:30 | 4.7692 | 4.7692
2022-11-20 20:00 | 4.3941 | 4.3941
2022-11-20 20:30 | 4.2869 | 4.2869
2022-11-20 21:00 | 4.0189 | 4.0189
2022-11-20 21:30 | 3.8046 | 3.8046
2022-11-20 22:00 | 3.5367 | 3.5367
2022-11-20 22:30 | 3.2687 | 3.2687
2022-11-20 23:00 | 3.1616 | 3.1616
2022-11-20 23:30 | 3.0544 | 3.0544
2022-11-21 | 2.9472 | 2.9472
2022-11-21 00:30 | 2.9472 | 2.9472
2022-11-21 01:00 | 2.8401 | 2.8401
2022-11-21 01:30 | 2.7329 | 2.7329
2022-11-21 02:00 | 2.7865 | 2.7865
2022-11-21 02:30 | 2.5721 | 2.5721
2022-11-21 03:00 | 2.6257 | 2.6257
2022-11-21 03:30 | 2.5721 | 2.5721
2022-11-21 04:00 | 2.6257 | 2.6257
2022-11-21 04:30 | 2.7329 | 2.7329
2022-11-21 05:00 | 2.7329 | 2.7329
2022-11-21 05:30 | 2.8401 | 2.8401
2022-11-21 06:00 | 2.8401 | 2.8401
2022-11-21 06:30 | 2.9472 | 2.9472
2022-11-21 07:00 | 2.8936 | 2.8936
2022-11-21 07:30 | 2.9472 | 2.9472
2022-11-21 08:00 | 2.7865 | 2.7865
2022-11-21 08:30 | 2.6257 | 2.6257
2022-11-21 09:00 | 3.0008 | 3.0008
2022-11-21 09:30 | 2.5185 | 2.5185
2022-11-21 10:00 | 2.5185 | 2.5185
2022-11-21 10:30 | 2.7329 | 2.7329
2022-11-21 11:00 | 2.7329 | 2.7329
2022-11-21 11:30 | 2.8936 | 2.8936
2022-11-21 12:00 | 2.9472 | 2.9472
2022-11-21 12:30 | 3.4831 | 3.4831
2022-11-21 13:00 | 3.3759 | 3.3759
2022-11-21 13:30 | 3.5903 | 3.5903
2022-11-21 14:00 | 3.8211 | 3.8211
2022-11-21 14:30 | 4.2657 | 4.2657
2022-11-21 15:00 | 3.9118 | 3.9118
2022-11-21 15:30 | 4.5012 | 4.5012
2022-11-21 16:00 | 4.3941 | 4.3941
2022-11-21 16:30 | 4.7156 | 4.7156
2022-11-21 17:00 | 4.7156 | 4.7156
2022-11-21 17:30 | 4.5548 | 4.5548
2022-11-21 18:00 | 4.7692 | 4.7692
2022-11-21 18:30 | 4.7692 | 4.7692
2022-11-21 19:00 | 4.8763 | 4.8763
2022-11-21 19:30 | 4.662 | 4.662
2022-11-21 20:00 | 4.4476 | 4.4476
2022-11-21 20:30 | 4.2333 | 4.2333
2022-11-21 21:00 | 3.8046 | 3.8046
2022-11-21 21:30 | 3.6974 | 3.6974
2022-11-21 22:00 | 3.3223 | 3.3223
2022-11-21 22:30 | 3.0544 | 3.0544
2022-11-21 23:00 | 3.0544 | 3.0544
2022-11-21 23:30 | 2.9472 | 2.9472
2022-11-22 | 2.7865 | 2.7865
2022-11-22 00:30 | 2.7329 | 2.7329
2022-11-22 01:00 | 2.6257 | 2.6257
2022-11-22 01:30 | 2.5185 | 2.5185
2022-11-22 02:00 | 2.5185 | 2.5185
2022-11-22 02:30 | 2.4114 | 2.4114
2022-11-22 03:00 | 2.4114 | 2.4114
2022-11-22 03:30 | 2.465 | 2.465
2022-11-22 04:00 | 2.3042 | 2.3042
2022-11-22 04:30 | 2.3042 | 2.3042
2022-11-22 05:00 | 2.4114 | 2.4114
2022-11-22 05:30 | 2.6257 | 2.6257
2022-11-22 06:00 | 2.6257 | 2.6257
2022-11-22 06:30 | 2.8401 | 2.8401
2022-11-22 07:00 | 2.7329 | 2.7329
2022-11-22 07:30 | 2.9472 | 2.9472
2022-11-22 08:00 | 2.4114 | 2.4114
2022-11-22 08:30 | 2.6793 | 2.6793
2022-11-22 09:00 | 2.6257 | 2.6257
2022-11-22 09:30 | 2.5185 | 2.5185
2022-11-22 10:00 | 2.4114 | 2.4114
2022-11-22 10:30 | 2.4114 | 2.4114
2022-11-22 11:00 | 2.465 | 2.465
2022-11-22 11:30 | 2.7329 | 2.7329
2022-11-22 12:00 | 2.8401 | 2.8401
2022-11-22 12:30 | 2.9472 | 2.9472
2022-11-22 13:00 | 3.0008 | 3.0008
2022-11-22 13:30 | 3.1616 | 3.1616
2022-11-22 14:00 | 3.3759 | 3.3759
2022-11-22 14:30 | 3.5367 | 3.5367
2022-11-22 15:00 | 3.9118 | 3.9118
2022-11-22 15:30 | 4.2333 | 4.2333
2022-11-22 16:00 | 3.9118 | 3.9118
2022-11-22 16:30 | 4.4476 | 4.4476
2022-11-22 17:00 | 4.5462 | 4.5462
2022-11-22 17:30 | 4.662 | 4.662
2022-11-22 18:00 | 4.7466 | 4.7466
2022-11-22 18:30 | 4.8763 | 4.8763
2022-11-22 19:00 | 4.8227 | 4.8227
2022-11-22 19:30 | 4.5548 | 4.5548
2022-11-22 20:00 | 4.4476 | 4.4476
2022-11-22 20:30 | 4.1261 | 4.1261
2022-11-22 21:00 | 3.6974 | 3.6974
2022-11-22 21:30 | 3.5903 | 3.5903
2022-11-22 22:00 | 3.2285 | 3.2285
2022-11-22 22:30 | 3.027 | 3.027
2022-11-22 23:00 | 2.8401 | 2.8401
2022-11-22 23:30 | 2.7329 | 2.7329
2022-11-23 | 2.6257 | 2.6257
2022-11-23 00:30 | 2.4114 | 2.4114
2022-11-23 01:00 | 2.3578 | 2.3578
2022-11-23 01:30 | 2.3578 | 2.3578
2022-11-23 02:00 | 2.3042 | 2.3042
2022-11-23 02:30 | 2.197 | 2.197
2022-11-23 03:00 | 2.2506 | 2.2506
2022-11-23 03:30 | 2.197 | 2.197
2022-11-23 04:00 | 2.197 | 2.197
2022-11-23 04:30 | 2.3042 | 2.3042
2022-11-23 05:00 | 2.2506 | 2.2506
2022-11-23 05:30 | 2.4114 | 2.4114
2022-11-23 06:00 | 2.3042 | 2.3042
2022-11-23 06:30 | 2.465 | 2.465
2022-11-23 07:00 | 2.6793 | 2.6793
2022-11-23 07:30 | 2.5185 | 2.5185
2022-11-23 08:00 | 2.9472 | 2.9472
2022-11-23 08:30 | 2.4114 | 2.4114
2022-11-23 09:00 | 2.4114 | 2.4114
2022-11-23 09:30 | 2.3578 | 2.3578
2022-11-23 10:00 | 2.465 | 2.465
2022-11-23 10:30 | 2.6257 | 2.6257
2022-11-23 11:00 | 2.6793 | 2.6793
2022-11-23 11:30 | 2.8401 | 2.8401
2022-11-23 12:00 | 3.0544 | 3.0544
2022-11-23 12:30 | 3.2687 | 3.2687
2022-11-23 13:00 | 3.5367 | 3.5367
2022-11-23 13:30 | 3.5903 | 3.5903
2022-11-23 14:00 | 3.6974 | 3.6974
2022-11-23 14:30 | 4.1261 | 4.1261
2022-11-23 15:00 | 4.1797 | 4.1797
2022-11-23 15:30 | 4.3941 | 4.3941
2022-11-23 16:00 | 4.6084 | 4.6084
2022-11-23 16:30 | 5.305 | 5.305
2022-11-23 17:00 | 5.1443 | 5.1443
2022-11-23 17:30 | 5.1978 | 5.1978
2022-11-23 18:00 | 5.3586 | 5.3586
2022-11-23 18:30 | 5.1978 | 5.1978
2022-11-23 19:00 | 5.1978 | 5.1978
2022-11-23 19:30 | 5.305 | 5.305
2022-11-23 20:00 | 4.9835 | 4.9835
2022-11-23 20:30 | 4.7692 | 4.7692
2022-11-23 21:00 | 4.3405 | 4.3405
2022-11-23 21:30 | 4.1261 | 4.1261
2022-11-23 22:00 | 3.6438 | 3.6438
2022-11-23 22:30 | 3.4295 | 3.4295
2022-11-23 23:00 | 3.3223 | 3.3223
2022-11-23 23:30 | 3.0544 | 3.0544
2022-11-24 | 3.0544 | 3.0544
2022-11-24 00:30 | 2.8401 | 2.8401
2022-11-24 01:00 | 2.7329 | 2.7329
2022-11-24 01:30 | 2.7329 | 2.7329
2022-11-24 02:00 | 2.6257 | 2.6257
2022-11-24 02:30 | 2.465 | 2.465
2022-11-24 03:00 | 2.465 | 2.465
2022-11-24 03:30 | 2.3132 | 2.3132
2022-11-24 04:00 | 2.3042 | 2.3042
2022-11-24 04:30 | 2.3042 | 2.3042
2022-11-24 05:00 | 2.3578 | 2.3578
2022-11-24 05:30 | 2.6257 | 2.6257
2022-11-24 06:00 | 2.4114 | 2.4114
2022-11-24 06:30 | 2.5185 | 2.5185
2022-11-24 07:00 | 2.6793 | 2.6793
2022-11-24 07:30 | 2.6257 | 2.6257
2022-11-24 08:00 | 2.6257 | 2.6257
2022-11-24 08:30 | 2.5185 | 2.5185
2022-11-24 09:00 | 2.7865 | 2.7865
2022-11-24 09:30 | 2.7329 | 2.7329
2022-11-24 10:00 | 2.7865 | 2.7865
2022-11-24 10:30 | 2.7865 | 2.7865
2022-11-24 11:00 | 2.9472 | 2.9472
2022-11-24 11:30 | 3.1616 | 3.1616
2022-11-24 12:00 | 3.3223 | 3.3223
2022-11-24 12:30 | 3.4831 | 3.4831
2022-11-24 13:00 | 3.6974 | 3.6974
2022-11-24 13:30 | 3.9118 | 3.9118
2022-11-24 14:00 | 4.2333 | 4.2333
2022-11-24 14:30 | 4.2333 | 4.2333
2022-11-24 15:00 | 4.4476 | 4.4476
2022-11-24 15:30 | 4.7692 | 4.7692
2022-11-24 16:00 | 5.0907 | 5.0907
2022-11-24 16:30 | 5.2514 | 5.2514
2022-11-24 17:00 | 5.305 | 5.305
2022-11-24 17:30 | 5.4658 | 5.4658
2022-11-24 18:00 | 5.6801 | 5.6801
2022-11-24 18:30 | 5.6265 | 5.6265
2022-11-24 19:00 | 5.6265 | 5.6265
2022-11-24 19:30 | 5.5194 | 5.5194
2022-11-24 20:00 | 5.1978 | 5.1978
2022-11-24 20:30 | 4.8763 | 4.8763
2022-11-24 21:00 | 4.2973 | 4.2973
2022-11-24 21:30 | 4.0725 | 4.0725
2022-11-24 22:00 | 3.6974 | 3.6974
2022-11-24 22:30 | 3.4513 | 3.4513
2022-11-24 23:00 | 3.3759 | 3.3759
2022-11-24 23:30 | 3.1616 | 3.1616
2022-11-25 | 2.9472 | 2.9472
2022-11-25 00:30 | 2.8401 | 2.8401
2022-11-25 01:00 | 2.7329 | 2.7329
2022-11-25 01:30 | 2.7329 | 2.7329
2022-11-25 02:00 | 2.6257 | 2.6257
2022-11-25 02:30 | 2.5185 | 2.5185
2022-11-25 03:00 | 2.6257 | 2.6257
2022-11-25 03:30 | 2.5185 | 2.5185
2022-11-25 04:00 | 2.465 | 2.465
2022-11-25 04:30 | 2.5185 | 2.5185
2022-11-25 05:00 | 2.465 | 2.465
2022-11-25 05:30 | 2.5721 | 2.5721
2022-11-25 06:00 | 2.6257 | 2.6257
2022-11-25 06:30 | 2.6257 | 2.6257
2022-11-25 07:00 | 2.7329 | 2.7329
2022-11-25 07:30 | 2.8401 | 2.8401
2022-11-25 08:00 | 2.7865 | 2.7865
2022-11-25 08:30 | 2.8936 | 2.8936
2022-11-25 09:00 | 2.8401 | 2.8401
2022-11-25 09:30 | 2.8936 | 2.8936
2022-11-25 10:00 | 3.108 | 3.108
2022-11-25 10:30 | 3.0008 | 3.0008
2022-11-25 11:00 | 3.2687 | 3.2687
2022-11-25 11:30 | 3.3759 | 3.3759
2022-11-25 12:00 | 4.0189 | 4.0189
2022-11-25 12:30 | 4.3405 | 4.3405
2022-11-25 13:00 | 4.2333 | 4.2333
2022-11-25 13:30 | 4.3405 | 4.3405
2022-11-25 14:00 | 4.0189 | 4.0189
2022-11-25 14:30 | 3.9118 | 3.9118
2022-11-25 15:00 | 4.7156 | 4.7156
2022-11-25 15:30 | 5.0907 | 5.0907
2022-11-25 16:00 | 4.7692 | 4.7692
2022-11-25 16:30 | 5.1739 | 5.1739
2022-11-25 17:00 | 5.2674 | 5.2674
2022-11-25 17:30 | 5.1443 | 5.1443
2022-11-25 18:00 | 5.4122 | 5.4122
2022-11-25 18:30 | 5.4122 | 5.4122
2022-11-25 19:00 | 5.3586 | 5.3586
2022-11-25 19:30 | 5.1978 | 5.1978
2022-11-25 20:00 | 4.8763 | 4.8763
2022-11-25 20:30 | 4.662 | 4.662
2022-11-25 21:00 | 4.2333 | 4.2333
2022-11-25 21:30 | 4.2333 | 4.2333
2022-11-25 22:00 | 3.8582 | 3.8582
2022-11-25 22:30 | 3.5903 | 3.5903
2022-11-25 23:00 | 3.4397 | 3.4397
2022-11-25 23:30 | 3.2687 | 3.2687
2022-11-26 | 3.0544 | 3.0544
2022-11-26 00:30 | 3.1616 | 3.1616
2022-11-26 01:00 | 2.9472 | 2.9472
2022-11-26 01:30 | 2.8401 | 2.8401
2022-11-26 02:00 | 2.8936 | 2.8936
2022-11-26 02:30 | 2.7865 | 2.7865
2022-11-26 03:00 | 2.7865 | 2.7865
2022-11-26 03:30 | 2.8401 | 2.8401
2022-11-26 04:00 | 2.8936 | 2.8936
2022-11-26 04:30 | 2.7865 | 2.7865
2022-11-26 05:00 | 2.7329 | 2.7329
2022-11-26 05:30 | 2.7515 | 2.7515
2022-11-26 06:00 | 2.6257 | 2.6257
2022-11-26 06:30 | 2.8401 | 2.8401
2022-11-26 07:00 | 2.8401 | 2.8401
2022-11-26 07:30 | 3.1576 | 3.1576
2022-11-26 08:00 | 3.2687 | 3.2687
2022-11-26 08:30 | 3.3759 | 3.3759
2022-11-26 09:00 | 3.4295 | 3.4295
2022-11-26 09:30 | 3.3759 | 3.3759
2022-11-26 10:00 | 3.7869 | 3.7869
2022-11-26 10:30 | 3.6974 | 3.6974
2022-11-26 11:00 | 3.9118 | 3.9118
2022-11-26 11:30 | 4.0189 | 4.0189
2022-11-26 12:00 | 4.1438 | 4.1438
2022-11-26 12:30 | 4.9308 | 4.9308
2022-11-26 13:00 | 4.9917 | 4.9917
2022-11-26 13:30 | 5.5194 | 5.5194
2022-11-26 14:00 | 5.2514 | 5.2514
2022-11-26 14:30 | 5.1978 | 5.1978
2022-11-26 15:00 | 5.0907 | 5.0907
2022-11-26 15:30 | 5.6801 | 5.6801
2022-11-26 16:00 | 5.305 | 5.305
2022-11-26 16:30 | 5.7036 | 5.7036
2022-11-26 17:00 | 5.8945 | 5.8945
2022-11-26 17:30 | 5.8409 | 5.8409
2022-11-26 18:00 | 5.948 | 5.948
2022-11-26 18:30 | 6.0552 | 6.0552
2022-11-26 19:00 | 5.948 | 5.948
2022-11-26 19:30 | 5.948 | 5.948
2022-11-26 20:00 | 5.6265 | 5.6265
2022-11-26 20:30 | 5.305 | 5.305
2022-11-26 21:00 | 5.0371 | 5.0371
2022-11-26 21:30 | 4.9835 | 4.9835
2022-11-26 22:00 | 4.662 | 4.662
2022-11-26 22:30 | 4.2333 | 4.2333
2022-11-26 23:00 | 4.0189 | 4.0189
2022-11-26 23:30 | 3.8626 | 3.8626
2022-11-27 | 3.6974 | 3.6974
2022-11-27 00:30 | 3.5605 | 3.5605
2022-11-27 01:00 | 3.3223 | 3.3223
2022-11-27 01:30 | 3.2756 | 3.2756
2022-11-27 02:00 | 3.2152 | 3.2152
2022-11-27 02:30 | 3.0818 | 3.0818
2022-11-27 03:00 | 3.0544 | 3.0544
2022-11-27 03:30 | 2.9472 | 2.9472
2022-11-27 04:00 | 2.9472 | 2.9472
2022-11-27 04:30 | 3.0867 | 3.0867
2022-11-27 05:00 | 3.108 | 3.108
2022-11-27 05:30 | 2.9472 | 2.9472
2022-11-27 06:00 | 2.9472 | 2.9472
2022-11-27 06:30 | 2.8401 | 2.8401
2022-11-27 07:00 | 3.0544 | 3.0544
2022-11-27 07:30 | 3.1616 | 3.1616
2022-11-27 08:00 | 3.108 | 3.108
2022-11-27 08:30 | 3.1507 | 3.1507
2022-11-27 09:00 | 3.6357 | 3.6357
2022-11-27 09:30 | 3.8046 | 3.8046
2022-11-27 10:00 | 3.8046 | 3.8046
2022-11-27 10:30 | 4.0189 | 4.0189
2022-11-27 11:00 | 3.8046 | 3.8046
2022-11-27 11:30 | 4.2333 | 4.2333
2022-11-27 12:00 | 4.662 | 4.662
2022-11-27 12:30 | 4.8001 | 4.8001
2022-11-27 13:00 | 4.1261 | 4.1261
2022-11-27 13:30 | 4.5548 | 4.5548
2022-11-27 14:00 | 4.1261 | 4.1261
2022-11-27 14:30 | 4.1797 | 4.1797
2022-11-27 15:00 | 4.1261 | 4.1261
2022-11-27 15:30 | 3.8582 | 3.8582
2022-11-27 16:00 | 3.6974 | 3.6974
2022-11-27 16:30 | 3.5367 | 3.5367
2022-11-27 17:00 | 3.6438 | 3.6438
2022-11-27 17:30 | 3.3759 | 3.3759
2022-11-27 18:00 | 3.5903 | 3.5903
2022-11-27 18:30 | 3.5367 | 3.5367
2022-11-27 19:00 | 3.3759 | 3.3759
2022-11-27 19:30 | 3.5367 | 3.5367
2022-11-27 20:00 | 3.4831 | 3.4831
2022-11-27 20:30 | 3.2152 | 3.2152
2022-11-27 21:00 | 3.0647 | 3.0647
2022-11-27 21:30 | 3.0544 | 3.0544
2022-11-27 22:00 | 2.8401 | 2.8401
2022-11-27 22:30 | 2.6257 | 2.6257
2022-11-27 23:00 | 2.5185 | 2.5185
2022-11-27 23:30 | 2.4114 | 2.4114
2022-11-28 | 2.3084 | 2.3084
2022-11-28 00:30 | 2.3578 | 2.3578
2022-11-28 01:00 | 2.2681 | 2.2681
2022-11-28 01:30 | 2.1911 | 2.1911
2022-11-28 02:00 | 2.1457 | 2.1457
2022-11-28 02:30 | 2.197 | 2.197
2022-11-28 03:00 | 2.1434 | 2.1434
2022-11-28 03:30 | 2.1434 | 2.1434
2022-11-28 04:00 | 2.2506 | 2.2506
2022-11-28 04:30 | 2.197 | 2.197
2022-11-28 05:00 | 2.3042 | 2.3042
2022-11-28 05:30 | 2.3042 | 2.3042
2022-11-28 06:00 | 2.4324 | 2.4324
2022-11-28 06:30 | 2.5185 | 2.5185
2022-11-28 07:00 | 2.7156 | 2.7156
2022-11-28 07:30 | 2.5185 | 2.5185
2022-11-28 08:00 | 2.6007 | 2.6007
2022-11-28 08:30 | 2.6257 | 2.6257
2022-11-28 09:00 | 2.7865 | 2.7865
2022-11-28 09:30 | 2.6257 | 2.6257
2022-11-28 10:00 | 3.1045 | 3.1045
2022-11-28 10:30 | 3.0544 | 3.0544
2022-11-28 11:00 | 3.4295 | 3.4295
2022-11-28 11:30 | 3.6974 | 3.6974
2022-11-28 12:00 | 3.5903 | 3.5903
2022-11-28 12:30 | 3.4882 | 3.4882
2022-11-28 13:00 | 3.2152 | 3.2152
2022-11-28 13:30 | 2.9472 | 2.9472
2022-11-28 14:00 | 2.4114 | 2.4114
2022-11-28 14:30 | 2.8401 | 2.8401
2022-11-28 15:00 | 3.2687 | 3.2687
2022-11-28 15:30 | 3.3759 | 3.3759
2022-11-28 16:00 | 3.4831 | 3.4831
2022-11-28 16:30 | 3.4587 | 3.4587
2022-11-28 17:00 | 3.3759 | 3.3759
2022-11-28 17:30 | 3.4831 | 3.4831
2022-11-28 18:00 | 3.2687 | 3.2687
2022-11-28 18:30 | 3.2687 | 3.2687
2022-11-28 19:00 | 3.2687 | 3.2687
2022-11-28 19:30 | 3.2168 | 3.2168
2022-11-28 20:00 | 3.0312 | 3.0312
2022-11-28 20:30 | 3.0111 | 3.0111
2022-11-28 21:00 | 2.9199 | 2.9199
2022-11-28 21:30 | 2.836 | 2.836
2022-11-28 22:00 | 2.6502 | 2.6502
2022-11-28 22:30 | 2.465 | 2.465
2022-11-28 23:00 | 2.3042 | 2.3042
2022-11-28 23:30 | 2.3042 | 2.3042
2022-11-29 | 2.1434 | 2.1434
2022-11-29 00:30 | 2.1434 | 2.1434
2022-11-29 01:00 | 2.2506 | 2.2506
2022-11-29 01:30 | 2.0899 | 2.0899
2022-11-29 02:00 | 2.0899 | 2.0899
2022-11-29 02:30 | 2.0899 | 2.0899
2022-11-29 03:00 | 2.0899 | 2.0899
2022-11-29 03:30 | 2.1434 | 2.1434
2022-11-29 04:00 | 2.0899 | 2.0899
2022-11-29 04:30 | 2.1434 | 2.1434
2022-11-29 05:00 | 2.1434 | 2.1434
2022-11-29 05:30 | 2.4114 | 2.4114
2022-11-29 06:00 | 2.3042 | 2.3042
2022-11-29 06:30 | 2.465 | 2.465
2022-11-29 07:00 | 2.5185 | 2.5185
2022-11-29 07:30 | 2.6257 | 2.6257
2022-11-29 08:00 | 2.5185 | 2.5185
2022-11-29 08:30 | 2.4114 | 2.4114
2022-11-29 09:00 | 2.5185 | 2.5185
2022-11-29 09:30 | 2.4114 | 2.4114
2022-11-29 10:00 | 2.465 | 2.465
2022-11-29 10:30 | 2.1434 | 2.1434
2022-11-29 11:00 | 2.6793 | 2.6793
2022-11-29 11:30 | 2.6793 | 2.6793
2022-11-29 12:00 | 2.1434 | 2.1434
2022-11-29 12:30 | 2.7329 | 2.7329
2022-11-29 13:00 | 2.845 | 2.845
2022-11-29 13:30 | 2.8936 | 2.8936
2022-11-29 14:00 | 3.1616 | 3.1616
2022-11-29 14:30 | 3.0008 | 3.0008
2022-11-29 15:00 | 3.2152 | 3.2152
2022-11-29 15:30 | 3.9654 | 3.9654
2022-11-29 16:00 | 3.9118 | 3.9118
2022-11-29 16:30 | 3.8582 | 3.8582
2022-11-29 17:00 | 3.8046 | 3.8046
2022-11-29 17:30 | 4.0189 | 4.0189
2022-11-29 18:00 | 3.9118 | 3.9118
2022-11-29 18:30 | 4.0189 | 4.0189
2022-11-29 19:00 | 4.1261 | 4.1261
2022-11-29 19:30 | 4.2333 | 4.2333
2022-11-29 20:00 | 3.9118 | 3.9118
2022-11-29 20:30 | 3.5903 | 3.5903
2022-11-29 21:00 | 3.5367 | 3.5367
2022-11-29 21:30 | 3.3059 | 3.3059
2022-11-29 22:00 | 3.0008 | 3.0008
2022-11-29 22:30 | 2.7922 | 2.7922
2022-11-29 23:00 | 2.6793 | 2.6793
2022-11-29 23:30 | 2.5203 | 2.5203
2022-11-30 | 2.3631 | 2.3631
2022-11-30 00:30 | 2.2496 | 2.2496
2022-11-30 01:00 | 2.197 | 2.197
2022-11-30 01:30 | 2.1785 | 2.1785
2022-11-30 02:00 | 2.0899 | 2.0899
2022-11-30 02:30 | 2.0595 | 2.0595
2022-11-30 03:00 | 2.0661 | 2.0661
2022-11-30 03:30 | 2.0748 | 2.0748
2022-11-30 04:00 | 2.0679 | 2.0679
2022-11-30 04:30 | 2.1263 | 2.1263
2022-11-30 05:00 | 2.2145 | 2.2145
2022-11-30 05:30 | 2.2893 | 2.2893
2022-11-30 06:00 | 2.2506 | 2.2506
2022-11-30 06:30 | 2.4071 | 2.4071
2022-11-30 07:00 | 2.4644 | 2.4644
2022-11-30 07:30 | 2.4502 | 2.4502
2022-11-30 08:00 | 2.4114 | 2.4114
2022-11-30 08:30 | 2.5 | 2.5
2022-11-30 09:00 | 2.197 | 2.197
2022-11-30 09:30 | 2.3042 | 2.3042
2022-11-30 10:00 | 2.3042 | 2.3042
2022-11-30 10:30 | 2.465 | 2.465
2022-11-30 11:00 | 2.6793 | 2.6793
2022-11-30 11:30 | 2.7037 | 2.7037
2022-11-30 12:00 | 2.8401 | 2.8401
2022-11-30 12:30 | 2.9472 | 2.9472
2022-11-30 13:00 | 3.108 | 3.108
2022-11-30 13:30 | 3.3759 | 3.3759
2022-11-30 14:00 | 3.5367 | 3.5367
2022-11-30 14:30 | 3.6438 | 3.6438
2022-11-30 15:00 | 3.8046 | 3.8046
2022-11-30 15:30 | 4.1797 | 4.1797
2022-11-30 16:00 | 4.2869 | 4.2869
2022-11-30 16:30 | 4.5452 | 4.5452
2022-11-30 17:00 | 4.6084 | 4.6084
2022-11-30 17:30 | 4.8763 | 4.8763
2022-11-30 18:00 | 4.7156 | 4.7156
2022-11-30 18:30 | 4.8763 | 4.8763
2022-11-30 19:00 | 4.7692 | 4.7692
2022-11-30 19:30 | 4.5549 | 4.5549
2022-11-30 20:00 | 4.4476 | 4.4476
2022-11-30 20:30 | 4.2333 | 4.2333
2022-11-30 21:00 | 3.9654 | 3.9654
2022-11-30 21:30 | 3.8046 | 3.8046
2022-11-30 22:00 | 3.4295 | 3.4295
2022-11-30 22:30 | 3.1616 | 3.1616
2022-11-30 23:00 | 2.8936 | 2.8936
2022-11-30 23:30 | 2.6793 | 2.6793
2022-12-01 | 2.6257 | 2.6257
2022-12-01 00:30 | 2.6257 | 2.6257
2022-12-01 01:00 | 2.5185 | 2.5185
2022-12-01 01:30 | 2.4114 | 2.4114
2022-12-01 02:00 | 2.3042 | 2.3042
2022-12-01 02:30 | 2.3578 | 2.3578
2022-12-01 03:00 | 2.197 | 2.197
2022-12-01 03:30 | 2.1434 | 2.1434
2022-12-01 04:00 | 2.0899 | 2.0899
2022-12-01 04:30 | 2.197 | 2.197
2022-12-01 05:00 | 2.197 | 2.197
2022-12-01 05:30 | 2.3042 | 2.3042
2022-12-01 06:00 | 2.197 | 2.197
2022-12-01 06:30 | 2.465 | 2.465
2022-12-01 07:00 | 2.4114 | 2.4114
2022-12-01 07:30 | 2.4862 | 2.4862
2022-12-01 08:00 | 2.3042 | 2.3042
2022-12-01 08:30 | 2.3578 | 2.3578
2022-12-01 09:00 | 2.1434 | 2.1434
2022-12-01 09:30 | 2.0899 | 2.0899
2022-12-01 10:00 | 2.3042 | 2.3042
2022-12-01 10:30 | 2.2941 | 2.2941
2022-12-01 11:00 | 2.3042 | 2.3042
2022-12-01 11:30 | 2.465 | 2.465
2022-12-01 12:00 | 2.465 | 2.465
2022-12-01 12:30 | 2.6257 | 2.6257
2022-12-01 13:00 | 2.6793 | 2.6793
2022-12-01 13:30 | 2.7865 | 2.7865
2022-12-01 14:00 | 3.0544 | 3.0544
2022-12-01 14:30 | 3.2687 | 3.2687
2022-12-01 15:00 | 3.3223 | 3.3223
2022-12-01 15:30 | 3.5903 | 3.5903
2022-12-01 16:00 | 3.8046 | 3.8046
2022-12-01 16:30 | 4.0189 | 4.0189
2022-12-01 17:00 | 4.2333 | 4.2333
2022-12-01 17:30 | 4.3405 | 4.3405
2022-12-01 18:00 | 4.4476 | 4.4476
2022-12-01 18:30 | 4.5548 | 4.5548
2022-12-01 19:00 | 4.5378 | 4.5378
2022-12-01 19:30 | 4.3405 | 4.3405
2022-12-01 20:00 | 4.3405 | 4.3405
2022-12-01 20:30 | 4.0189 | 4.0189
2022-12-01 21:00 | 3.5646 | 3.5646
2022-12-01 21:30 | 3.4831 | 3.4831
2022-12-01 22:00 | 3.3759 | 3.3759
2022-12-01 22:30 | 3.0008 | 3.0008
2022-12-01 23:00 | 2.7865 | 2.7865
2022-12-01 23:30 | 2.7329 | 2.7329
2022-12-02 | 2.7002 | 2.7002
2022-12-02 00:30 | 2.465 | 2.465
2022-12-02 01:00 | 2.3042 | 2.3042
2022-12-02 01:30 | 2.3042 | 2.3042
2022-12-02 02:00 | 2.3042 | 2.3042
2022-12-02 02:30 | 2.1434 | 2.1434
2022-12-02 03:00 | 2.1434 | 2.1434
2022-12-02 03:30 | 2.1434 | 2.1434
2022-12-02 04:00 | 2.1434 | 2.1434
2022-12-02 04:30 | 2.1434 | 2.1434
2022-12-02 05:00 | 2.197 | 2.197
2022-12-02 05:30 | 2.3578 | 2.3578
2022-12-02 06:00 | 2.3042 | 2.3042
2022-12-02 06:30 | 2.5185 | 2.5185
2022-12-02 07:00 | 2.4822 | 2.4822
2022-12-02 07:30 | 2.6793 | 2.6793
2022-12-02 08:00 | 2.6257 | 2.6257
2022-12-02 08:30 | 2.5185 | 2.5185
2022-12-02 09:00 | 2.3578 | 2.3578
2022-12-02 09:30 | 2.6257 | 2.6257
2022-12-02 10:00 | 2.5185 | 2.5185
2022-12-02 10:30 | 2.5721 | 2.5721
2022-12-02 11:00 | 2.5185 | 2.5185
2022-12-02 11:30 | 2.7421 | 2.7421
2022-12-02 12:00 | 2.7539 | 2.7539
2022-12-02 12:30 | 2.8936 | 2.8936
2022-12-02 13:00 | 3.093 | 3.093
2022-12-02 13:30 | 3.1616 | 3.1616
2022-12-02 14:00 | 3.3759 | 3.3759
2022-12-02 14:30 | 3.3759 | 3.3759
2022-12-02 15:00 | 3.5637 | 3.5637
2022-12-02 15:30 | 3.8136 | 3.8136
2022-12-02 16:00 | 4.1261 | 4.1261
2022-12-02 16:30 | 4.3941 | 4.3941
2022-12-02 17:00 | 4.5548 | 4.5548
2022-12-02 17:30 | 4.7156 | 4.7156
2022-12-02 18:00 | 4.6084 | 4.6084
2022-12-02 18:30 | 4.6084 | 4.6084
2022-12-02 19:00 | 4.4476 | 4.4476
2022-12-02 19:30 | 4.3405 | 4.3405
2022-12-02 20:00 | 4.0189 | 4.0189
2022-12-02 20:30 | 3.9138 | 3.9138
2022-12-02 21:00 | 3.5903 | 3.5903
2022-12-02 21:30 | 3.5789 | 3.5789
2022-12-02 22:00 | 3.4772 | 3.4772
2022-12-02 22:30 | 3.1996 | 3.1996
2022-12-02 23:00 | 2.9833 | 2.9833
2022-12-02 23:30 | 2.8262 | 2.8262
2022-12-03 | 2.7814 | 2.7814
2022-12-03 00:30 | 2.6855 | 2.6855
2022-12-03 01:00 | 2.5721 | 2.5721
2022-12-03 01:30 | 2.4114 | 2.4114
2022-12-03 02:00 | 2.3578 | 2.3578
2022-12-03 02:30 | 2.3042 | 2.3042
2022-12-03 03:00 | 2.197 | 2.197
2022-12-03 03:30 | 2.1434 | 2.1434
2022-12-03 04:00 | 2.2506 | 2.2506
2022-12-03 04:30 | 2.197 | 2.197
2022-12-03 05:00 | 2.197 | 2.197
2022-12-03 05:30 | 2.197 | 2.197
2022-12-03 06:00 | 2.197 | 2.197
2022-12-03 06:30 | 2.197 | 2.197
2022-12-03 07:00 | 2.197 | 2.197
2022-12-03 07:30 | 2.3042 | 2.3042
2022-12-03 08:00 | 2.3042 | 2.3042
2022-12-03 08:30 | 2.5721 | 2.5721
2022-12-03 09:00 | 2.3042 | 2.3042
2022-12-03 09:30 | 2.465 | 2.465
2022-12-03 10:00 | 2.4114 | 2.4114
2022-12-03 10:30 | 2.5721 | 2.5721
2022-12-03 11:00 | 2.6257 | 2.6257
2022-12-03 11:30 | 2.8401 | 2.8401
2022-12-03 12:00 | 2.7865 | 2.7865
2022-12-03 12:30 | 2.885 | 2.885
2022-12-03 13:00 | 3.108 | 3.108
2022-12-03 13:30 | 3.1616 | 3.1616
2022-12-03 14:00 | 3.2152 | 3.2152
2022-12-03 14:30 | 3.5903 | 3.5903
2022-12-03 15:00 | 3.4831 | 3.4831
2022-12-03 15:30 | 3.5367 | 3.5367
2022-12-03 16:00 | 4.1261 | 4.1261
2022-12-03 16:30 | 3.8582 | 3.8582
2022-12-03 17:00 | 3.9654 | 3.9654
2022-12-03 17:30 | 4.0189 | 4.0189
2022-12-03 18:00 | 4.0808 | 4.0808
2022-12-03 18:30 | 4.1261 | 4.1261
2022-12-03 19:00 | 4.1133 | 4.1133
2022-12-03 19:30 | 4.1797 | 4.1797
2022-12-03 20:00 | 3.9654 | 3.9654
2022-12-03 20:30 | 3.5903 | 3.5903
2022-12-03 21:00 | 3.3759 | 3.3759
2022-12-03 21:30 | 3.2687 | 3.2687
2022-12-03 22:00 | 3.0544 | 3.0544
2022-12-03 22:30 | 2.9472 | 2.9472
2022-12-03 23:00 | 2.7636 | 2.7636
2022-12-03 23:30 | 2.7865 | 2.7865
2022-12-04 | 2.5185 | 2.5185
2022-12-04 00:30 | 2.5185 | 2.5185
2022-12-04 01:00 | 2.3042 | 2.3042
2022-12-04 01:30 | 2.3578 | 2.3578
2022-12-04 02:00 | 2.197 | 2.197
2022-12-04 02:30 | 2.1434 | 2.1434
2022-12-04 03:00 | 2.0899 | 2.0899
2022-12-04 03:30 | 2.0363 | 2.0363
2022-12-04 04:00 | 2.197 | 2.197
2022-12-04 04:30 | 2.0899 | 2.0899
2022-12-04 05:00 | 2.1434 | 2.1434
2022-12-04 05:30 | 1.9827 | 1.9827
2022-12-04 06:00 | 2.1434 | 2.1434
2022-12-04 06:30 | 2.0363 | 2.0363
2022-12-04 07:00 | 2.1865 | 2.1865
2022-12-04 07:30 | 2.197 | 2.197
2022-12-04 08:00 | 2.0899 | 2.0899
2022-12-04 08:30 | 2.0899 | 2.0899
2022-12-04 09:00 | 2.0363 | 2.0363
2022-12-04 09:30 | 2.0899 | 2.0899
2022-12-04 10:00 | 2.2037 | 2.2037
2022-12-04 10:30 | 2.197 | 2.197
2022-12-04 11:00 | 2.5185 | 2.5185
2022-12-04 11:30 | 2.6793 | 2.6793
2022-12-04 12:00 | 2.8039 | 2.8039
2022-12-04 12:30 | 3.0544 | 3.0544
2022-12-04 13:00 | 3.108 | 3.108
2022-12-04 13:30 | 3.3759 | 3.3759
2022-12-04 14:00 | 3.4295 | 3.4295
2022-12-04 14:30 | 3.4831 | 3.4831
2022-12-04 15:00 | 3.9118 | 3.9118
2022-12-04 15:30 | 3.6438 | 3.6438
2022-12-04 16:00 | 3.9118 | 3.9118
2022-12-04 16:30 | 4.067 | 4.067
2022-12-04 17:00 | 4.5012 | 4.5012
2022-12-04 17:30 | 4.3946 | 4.3946
2022-12-04 18:00 | 4.6084 | 4.6084
2022-12-04 18:30 | 4.7692 | 4.7692
2022-12-04 19:00 | 4.7156 | 4.7156
2022-12-04 19:30 | 4.6084 | 4.6084
2022-12-04 20:00 | 4.2333 | 4.2333
2022-12-04 20:30 | 4.0189 | 4.0189
2022-12-04 21:00 | 3.8046 | 3.8046
2022-12-04 21:30 | 3.5061 | 3.5061
2022-12-04 22:00 | 3.3223 | 3.3223
2022-12-04 22:30 | 3.0544 | 3.0544
2022-12-04 23:00 | 2.8936 | 2.8936
2022-12-04 23:30 | 2.6257 | 2.6257
2022-12-05 | 2.5187 | 2.5187
2022-12-05 00:30 | 2.5185 | 2.5185
2022-12-05 01:00 | 2.4114 | 2.4114
2022-12-05 01:30 | 2.3042 | 2.3042
2022-12-05 02:00 | 2.3042 | 2.3042
2022-12-05 02:30 | 2.2506 | 2.2506
2022-12-05 03:00 | 2.3042 | 2.3042
2022-12-05 03:30 | 2.1702 | 2.1702
2022-12-05 04:00 | 2.2506 | 2.2506
2022-12-05 04:30 | 2.3578 | 2.3578
2022-12-05 05:00 | 2.3578 | 2.3578
2022-12-05 05:30 | 2.3042 | 2.3042
2022-12-05 06:00 | 2.3042 | 2.3042
2022-12-05 06:30 | 2.465 | 2.465
2022-12-05 07:00 | 2.5185 | 2.5185
2022-12-05 07:30 | 2.6257 | 2.6257
2022-12-05 08:00 | 2.6257 | 2.6257
2022-12-05 08:30 | 2.7329 | 2.7329
2022-12-05 09:00 | 2.7329 | 2.7329
2022-12-05 09:30 | 2.7329 | 2.7329
2022-12-05 10:00 | 2.8936 | 2.8936
2022-12-05 10:30 | 3.0008 | 3.0008
2022-12-05 11:00 | 3.108 | 3.108
2022-12-05 11:30 | 3.3759 | 3.3759
2022-12-05 12:00 | 3.5367 | 3.5367
2022-12-05 12:30 | 3.6974 | 3.6974
2022-12-05 13:00 | 3.5903 | 3.5903
2022-12-05 13:30 | 3.8046 | 3.8046
2022-12-05 14:00 | 3.8046 | 3.8046
2022-12-05 14:30 | 3.9118 | 3.9118
2022-12-05 15:00 | 4.2333 | 4.2333
2022-12-05 15:30 | 4.5548 | 4.5548
2022-12-05 16:00 | 4.8763 | 4.8763
2022-12-05 16:30 | 4.9299 | 4.9299
2022-12-05 17:00 | 5.305 | 5.305
2022-12-05 17:30 | 5.1978 | 5.1978
2022-12-05 18:00 | 5.5729 | 5.5729
2022-12-05 18:30 | 5.6265 | 5.6265
2022-12-05 19:00 | 5.4122 | 5.4122
2022-12-05 19:30 | 5.1271 | 5.1271
2022-12-05 20:00 | 4.7692 | 4.7692
2022-12-05 20:30 | 4.4607 | 4.4607
2022-12-05 21:00 | 4.2333 | 4.2333
2022-12-05 21:30 | 3.9118 | 3.9118
2022-12-05 22:00 | 3.5903 | 3.5903
2022-12-05 22:30 | 3.1616 | 3.1616
2022-12-05 23:00 | 3.0008 | 3.0008
2022-12-05 23:30 | 2.8401 | 2.8401
2022-12-06 | 2.7329 | 2.7329
2022-12-06 00:30 | 2.6257 | 2.6257
2022-12-06 01:00 | 2.5721 | 2.5721
2022-12-06 01:30 | 2.5185 | 2.5185
2022-12-06 02:00 | 2.465 | 2.465
2022-12-06 02:30 | 2.3042 | 2.3042
2022-12-06 03:00 | 2.3042 | 2.3042
2022-12-06 03:30 | 2.3042 | 2.3042
2022-12-06 04:00 | 2.3042 | 2.3042
2022-12-06 04:30 | 2.3042 | 2.3042
2022-12-06 05:00 | 2.3042 | 2.3042
2022-12-06 05:30 | 2.4114 | 2.4114
2022-12-06 06:00 | 2.4114 | 2.4114
2022-12-06 06:30 | 2.3808 | 2.3808
2022-12-06 07:00 | 2.5721 | 2.5721
2022-12-06 07:30 | 2.7865 | 2.7865
2022-12-06 08:00 | 2.7329 | 2.7329
2022-12-06 08:30 | 3.108 | 3.108
2022-12-06 09:00 | 3.2059 | 3.2059
2022-12-06 09:30 | 3.2687 | 3.2687
2022-12-06 10:00 | 3.4831 | 3.4831
2022-12-06 10:30 | 3.6974 | 3.6974
2022-12-06 11:00 | 3.7955 | 3.7955
2022-12-06 11:30 | 3.9654 | 3.9654
2022-12-06 12:00 | 4.1261 | 4.1261
2022-12-06 12:30 | 4.2333 | 4.2333
2022-12-06 13:00 | 4.2869 | 4.2869
2022-12-06 13:30 | 4.4476 | 4.4476
2022-12-06 14:00 | 4.662 | 4.662
2022-12-06 14:30 | 4.662 | 4.662
2022-12-06 15:00 | 4.7156 | 4.7156
2022-12-06 15:30 | 4.9489 | 4.9489
2022-12-06 16:00 | 5.305 | 5.305
2022-12-06 16:30 | 5.4122 | 5.4122
2022-12-06 17:00 | 5.6265 | 5.6265
2022-12-06 17:30 | 5.7873 | 5.7873
2022-12-06 18:00 | 5.948 | 5.948
2022-12-06 18:30 | 6.0016 | 6.0016
2022-12-06 19:00 | 5.948 | 5.948
2022-12-06 19:30 | 5.5935 | 5.5935
2022-12-06 20:00 | 5.3261 | 5.3261
2022-12-06 20:30 | 4.9194 | 4.9194
2022-12-06 21:00 | 4.5744 | 4.5744
2022-12-06 21:30 | 4.2069 | 4.2069
2022-12-06 22:00 | 3.8746 | 3.8746
2022-12-06 22:30 | 3.5367 | 3.5367
2022-12-06 23:00 | 3.3759 | 3.3759
2022-12-06 23:30 | 3.1616 | 3.1616
2022-12-07 | 3.0544 | 3.0544
2022-12-07 00:30 | 3.0008 | 3.0008
2022-12-07 01:00 | 2.8401 | 2.8401
2022-12-07 01:30 | 2.7272 | 2.7272
2022-12-07 02:00 | 2.7329 | 2.7329
2022-12-07 02:30 | 2.6262 | 2.6262
2022-12-07 03:00 | 2.6257 | 2.6257
2022-12-07 03:30 | 2.5721 | 2.5721
2022-12-07 04:00 | 2.5185 | 2.5185
2022-12-07 04:30 | 2.6257 | 2.6257
2022-12-07 05:00 | 2.6257 | 2.6257
2022-12-07 05:30 | 2.7666 | 2.7666
2022-12-07 06:00 | 2.8401 | 2.8401
2022-12-07 06:30 | 3.1046 | 3.1046
2022-12-07 07:00 | 3.108 | 3.108
2022-12-07 07:30 | 3.1616 | 3.1616
2022-12-07 08:00 | 3.3759 | 3.3759
2022-12-07 08:30 | 3.4902 | 3.4902
2022-12-07 09:00 | 3.5903 | 3.5903
2022-12-07 09:30 | 3.751 | 3.751
2022-12-07 10:00 | 3.9118 | 3.9118
2022-12-07 10:30 | 4.1742 | 4.1742
2022-12-07 11:00 | 4.2333 | 4.2333
2022-12-07 11:30 | 4.4476 | 4.4476
2022-12-07 12:00 | 4.7156 | 4.7156
2022-12-07 12:30 | 4.5548 | 4.5548
2022-12-07 13:00 | 4.8763 | 4.8763
2022-12-07 13:30 | 4.9958 | 4.9958
2022-12-07 14:00 | 4.9299 | 4.9299
2022-12-07 14:30 | 5.0907 | 5.0907
2022-12-07 15:00 | 5.2514 | 5.2514
2022-12-07 15:30 | 5.6265 | 5.6265
2022-12-07 16:00 | 5.7873 | 5.7873
2022-12-07 16:30 | 6.0438 | 6.0438
2022-12-07 17:00 | 6.3767 | 6.3767
2022-12-07 17:30 | 6.4839 | 6.4839
2022-12-07 18:00 | 6.5911 | 6.5911
2022-12-07 18:30 | 6.8054 | 6.8054
2022-12-07 19:00 | 6.7518 | 6.7518
2022-12-07 19:30 | 6.3767 | 6.3767
2022-12-07 20:00 | 6.1088 | 6.1088
2022-12-07 20:30 | 5.5729 | 5.5729
2022-12-07 21:00 | 5.0907 | 5.0907
2022-12-07 21:30 | 4.8763 | 4.8763
2022-12-07 22:00 | 4.2869 | 4.2869
2022-12-07 22:30 | 3.9118 | 3.9118
2022-12-07 23:00 | 3.6974 | 3.6974
2022-12-07 23:30 | 3.5903 | 3.5903
2022-12-08 | 3.3759 | 3.3759
2022-12-08 00:30 | 3.2687 | 3.2687
2022-12-08 01:00 | 3.108 | 3.108
2022-12-08 01:30 | 3.0544 | 3.0544
2022-12-08 02:00 | 2.9492 | 2.9492
2022-12-08 02:30 | 2.8401 | 2.8401
2022-12-08 03:00 | 2.8401 | 2.8401
2022-12-08 03:30 | 2.7329 | 2.7329
2022-12-08 04:00 | 2.8936 | 2.8936
2022-12-08 04:30 | 2.7329 | 2.7329
2022-12-08 05:00 | 2.8401 | 2.8401
2022-12-08 05:30 | 3.108 | 3.108
2022-12-08 06:00 | 2.9472 | 2.9472
2022-12-08 06:30 | 3.0544 | 3.0544
2022-12-08 07:00 | 3.1616 | 3.1616
2022-12-08 07:30 | 3.2687 | 3.2687
2022-12-08 08:00 | 3.3759 | 3.3759
2022-12-08 08:30 | 3.5903 | 3.5903
2022-12-08 09:00 | 3.6438 | 3.6438
2022-12-08 09:30 | 3.8046 | 3.8046
2022-12-08 10:00 | 4.0189 | 4.0189
2022-12-08 10:30 | 4.3405 | 4.3405
2022-12-08 11:00 | 4.3405 | 4.3405
2022-12-08 11:30 | 4.5012 | 4.5012
2022-12-08 12:00 | 4.662 | 4.662
2022-12-08 12:30 | 4.8227 | 4.8227
2022-12-08 13:00 | 5.0371 | 5.0371
2022-12-08 13:30 | 5.0907 | 5.0907
2022-12-08 14:00 | 5.305 | 5.305
2022-12-08 14:30 | 5.3586 | 5.3586
2022-12-08 15:00 | 5.4122 | 5.4122
2022-12-08 15:30 | 5.7337 | 5.7337
2022-12-08 16:00 | 5.948 | 5.948
2022-12-08 16:30 | 6.3231 | 6.3231
2022-12-08 17:00 | 6.921 | 6.921
2022-12-08 17:30 | 6.5375 | 6.5375
2022-12-08 18:00 | 6.6982 | 6.6982
2022-12-08 18:30 | 6.9126 | 6.9126
2022-12-08 19:00 | 6.859 | 6.859
2022-12-08 19:30 | 6.6982 | 6.6982
2022-12-08 20:00 | 6.3231 | 6.3231
2022-12-08 20:30 | 5.8409 | 5.8409
2022-12-08 21:00 | 5.4122 | 5.4122
2022-12-08 21:30 | 5.0371 | 5.0371
2022-12-08 22:00 | 4.662 | 4.662
2022-12-08 22:30 | 4.3405 | 4.3405
2022-12-08 23:00 | 4.2333 | 4.2333
2022-12-08 23:30 | 3.9118 | 3.9118
2022-12-09 | 3.8582 | 3.8582
2022-12-09 00:30 | 3.6974 | 3.6974
2022-12-09 01:00 | 3.5903 | 3.5903
2022-12-09 01:30 | 3.3759 | 3.3759
2022-12-09 02:00 | 3.3223 | 3.3223
2022-12-09 02:30 | 3.2687 | 3.2687
2022-12-09 03:00 | 3.108 | 3.108
2022-12-09 03:30 | 3.0544 | 3.0544
2022-12-09 04:00 | 3.0544 | 3.0544
2022-12-09 04:30 | 2.9472 | 2.9472
2022-12-09 05:00 | 2.8936 | 2.8936
2022-12-09 05:30 | 3.0544 | 3.0544
2022-12-09 06:00 | 3.0544 | 3.0544
2022-12-09 06:30 | 3.0008 | 3.0008
2022-12-09 07:00 | 3.1616 | 3.1616
2022-12-09 07:30 | 3.1616 | 3.1616
2022-12-09 08:00 | 3.2687 | 3.2687
2022-12-09 08:30 | 3.1616 | 3.1616
2022-12-09 09:00 | 3.2152 | 3.2152
2022-12-09 09:30 | 3.2687 | 3.2687
2022-12-09 10:00 | 3.3223 | 3.3223
2022-12-09 10:30 | 3.3759 | 3.3759
2022-12-09 11:00 | 3.4295 | 3.4295
2022-12-09 11:30 | 3.6974 | 3.6974
2022-12-09 12:00 | 3.9654 | 3.9654
2022-12-09 12:30 | 4.0189 | 4.0189
2022-12-09 13:00 | 4.2333 | 4.2333
2022-12-09 13:30 | 4.2333 | 4.2333
2022-12-09 14:00 | 4.4476 | 4.4476
2022-12-09 14:30 | 4.7692 | 4.7692
2022-12-09 15:00 | 4.8763 | 4.8763
2022-12-09 15:30 | 5.1443 | 5.1443
2022-12-09 16:00 | 5.4122 | 5.4122
2022-12-09 16:30 | 5.4658 | 5.4658
2022-12-09 17:00 | 5.6801 | 5.6801
2022-12-09 17:30 | 5.8409 | 5.8409
2022-12-09 18:00 | 5.948 | 5.948
2022-12-09 18:30 | 6.0552 | 6.0552
2022-12-09 19:00 | 5.8409 | 5.8409
2022-12-09 19:30 | 5.7337 | 5.7337
2022-12-09 20:00 | 5.305 | 5.305
2022-12-09 20:30 | 4.9299 | 4.9299
2022-12-09 21:00 | 4.4476 | 4.4476
2022-12-09 21:30 | 4.1261 | 4.1261
2022-12-09 22:00 | 3.8046 | 3.8046
2022-12-09 22:30 | 3.5903 | 3.5903
2022-12-09 23:00 | 3.3759 | 3.3759
2022-12-09 23:30 | 3.1616 | 3.1616
2022-12-10 | 3.108 | 3.108
2022-12-10 00:30 | 2.8936 | 2.8936
2022-12-10 01:00 | 2.7329 | 2.7329
2022-12-10 01:30 | 2.7329 | 2.7329
2022-12-10 02:00 | 2.5185 | 2.5185
2022-12-10 02:30 | 2.5185 | 2.5185
2022-12-10 03:00 | 2.4114 | 2.4114
2022-12-10 03:30 | 2.5185 | 2.5185
2022-12-10 04:00 | 2.4114 | 2.4114
2022-12-10 04:30 | 2.4114 | 2.4114
2022-12-10 05:00 | 2.4114 | 2.4114
2022-12-10 05:30 | 2.3578 | 2.3578
2022-12-10 06:00 | 2.3042 | 2.3042
2022-12-10 06:30 | 2.3578 | 2.3578
2022-12-10 07:00 | 2.5185 | 2.5185
2022-12-10 07:30 | 2.6793 | 2.6793
2022-12-10 08:00 | 2.5721 | 2.5721
2022-12-10 08:30 | 2.6793 | 2.6793
2022-12-10 09:00 | 2.6101 | 2.6101
2022-12-10 09:30 | 2.6793 | 2.6793
2022-12-10 10:00 | 2.8936 | 2.8936
2022-12-10 10:30 | 3.108 | 3.108
2022-12-10 11:00 | 3.2152 | 3.2152
2022-12-10 11:30 | 3.5367 | 3.5367
2022-12-10 12:00 | 3.8046 | 3.8046
2022-12-10 12:30 | 3.8343 | 3.8343
2022-12-10 13:00 | 4.1148 | 4.1148
2022-12-10 13:30 | 4.3174 | 4.3174
2022-12-10 14:00 | 4.3941 | 4.3941
2022-12-10 14:30 | 4.6583 | 4.6583
2022-12-10 15:00 | 4.8045 | 4.8045
2022-12-10 15:30 | 5.0663 | 5.0663
2022-12-10 16:00 | 5.2366 | 5.2366
2022-12-10 16:30 | 5.5852 | 5.5852
2022-12-10 17:00 | 5.7909 | 5.7909
2022-12-10 17:30 | 5.9883 | 5.9883
2022-12-10 18:00 | 6.216 | 6.216
2022-12-10 18:30 | 6.4303 | 6.4303
2022-12-10 19:00 | 6.3714 | 6.3714
2022-12-10 19:30 | 6.068 | 6.068
2022-12-10 20:00 | 5.6425 | 5.6425
2022-12-10 20:30 | 5.249 | 5.249
2022-12-10 21:00 | 4.9102 | 4.9102
2022-12-10 21:30 | 4.5039 | 4.5039
2022-12-10 22:00 | 4.2973 | 4.2973
2022-12-10 22:30 | 3.8046 | 3.8046
2022-12-10 23:00 | 3.5903 | 3.5903
2022-12-10 23:30 | 3.4295 | 3.4295
2022-12-11 | 3.4831 | 3.4831
2022-12-11 00:30 | 3.1616 | 3.1616
2022-12-11 01:00 | 3.0544 | 3.0544
2022-12-11 01:30 | 3.108 | 3.108
2022-12-11 02:00 | 2.9472 | 2.9472
2022-12-11 02:30 | 2.8401 | 2.8401
2022-12-11 03:00 | 2.7329 | 2.7329
2022-12-11 03:30 | 2.7865 | 2.7865
2022-12-11 04:00 | 2.5721 | 2.5721
2022-12-11 04:30 | 2.5721 | 2.5721
2022-12-11 05:00 | 2.5721 | 2.5721
2022-12-11 05:30 | 2.5185 | 2.5185
2022-12-11 06:00 | 2.3578 | 2.3578
2022-12-11 06:30 | 2.4114 | 2.4114
2022-12-11 07:00 | 2.6257 | 2.6257
2022-12-11 07:30 | 2.6793 | 2.6793
2022-12-11 08:00 | 2.7865 | 2.7865
2022-12-11 08:30 | 2.8028 | 2.8028
2022-12-11 09:00 | 2.8936 | 2.8936
2022-12-11 09:30 | 3.0339 | 3.0339
2022-12-11 10:00 | 3.2687 | 3.2687
2022-12-11 10:30 | 3.4295 | 3.4295
2022-12-11 11:00 | 3.5249 | 3.5249
2022-12-11 11:30 | 3.8559 | 3.8559
2022-12-11 12:00 | 4.0725 | 4.0725
2022-12-11 12:30 | 4.1797 | 4.1797
2022-12-11 13:00 | 4.3186 | 4.3186
2022-12-11 13:30 | 4.4476 | 4.4476
2022-12-11 14:00 | 4.6084 | 4.6084
2022-12-11 14:30 | 4.8227 | 4.8227
2022-12-11 15:00 | 5.1443 | 5.1443
2022-12-11 15:30 | 5.2514 | 5.2514
2022-12-11 16:00 | 5.4658 | 5.4658
2022-12-11 16:30 | 5.4658 | 5.4658
2022-12-11 17:00 | 5.948 | 5.948
2022-12-11 17:30 | 6.216 | 6.216
2022-12-11 18:00 | 6.2696 | 6.2696
2022-12-11 18:30 | 6.4839 | 6.4839
2022-12-11 19:00 | 6.5911 | 6.5911
2022-12-11 19:30 | 6.2696 | 6.2696
2022-12-11 20:00 | 5.8945 | 5.8945
2022-12-11 20:30 | 5.305 | 5.305
2022-12-11 21:00 | 5.0907 | 5.0907
2022-12-11 21:30 | 4.7156 | 4.7156
2022-12-11 22:00 | 4.3405 | 4.3405
2022-12-11 22:30 | 4.0189 | 4.0189
2022-12-11 23:00 | 3.6438 | 3.6438
2022-12-11 23:30 | 3.4295 | 3.4295
2022-12-12 | 3.2687 | 3.2687
2022-12-12 00:30 | 3.1616 | 3.1616
2022-12-12 01:00 | 3.108 | 3.108
2022-12-12 01:30 | 3.0544 | 3.0544
2022-12-12 02:00 | 2.9472 | 2.9472
2022-12-12 02:30 | 3.0544 | 3.0544
2022-12-12 03:00 | 2.9472 | 2.9472
2022-12-12 03:30 | 2.8401 | 2.8401
2022-12-12 04:00 | 2.8401 | 2.8401
2022-12-12 04:30 | 3.0544 | 3.0544
2022-12-12 05:00 | 3.0544 | 3.0544
2022-12-12 05:30 | 3.0544 | 3.0544
2022-12-12 06:00 | 3.1616 | 3.1616
2022-12-12 06:30 | 3.2152 | 3.2152
2022-12-12 07:00 | 3.3759 | 3.3759
2022-12-12 07:30 | 3.5903 | 3.5903
2022-12-12 08:00 | 3.5903 | 3.5903
2022-12-12 08:30 | 3.6974 | 3.6974
2022-12-12 09:00 | 3.5903 | 3.5903
2022-12-12 09:30 | 4.0189 | 4.0189
2022-12-12 10:00 | 4.0725 | 4.0725
2022-12-12 10:30 | 4.1797 | 4.1797
2022-12-12 11:00 | 4.3348 | 4.3348
2022-12-12 11:30 | 4.5548 | 4.5548
2022-12-12 12:00 | 4.662 | 4.662
2022-12-12 12:30 | 4.9299 | 4.9299
2022-12-12 13:00 | 5.0907 | 5.0907
2022-12-12 13:30 | 5.0907 | 5.0907
2022-12-12 14:00 | 5.3586 | 5.3586
2022-12-12 14:30 | 5.5194 | 5.5194
2022-12-12 15:00 | 5.7337 | 5.7337
2022-12-12 15:30 | 5.8945 | 5.8945
2022-12-12 16:00 | 6.0552 | 6.0552
2022-12-12 16:30 | 6.1624 | 6.1624
2022-12-12 17:00 | 6.4839 | 6.4839
2022-12-12 17:30 | 6.6982 | 6.6982
2022-12-12 18:00 | 6.8054 | 6.8054
2022-12-12 18:30 | 6.7518 | 6.7518
2022-12-12 19:00 | 6.7518 | 6.7518
2022-12-12 19:30 | 6.4303 | 6.4303
2022-12-12 20:00 | 6.2696 | 6.2696
2022-12-12 20:30 | 6.1624 | 6.1624
2022-12-12 21:00 | 5.5194 | 5.5194
2022-12-12 21:30 | 5.1443 | 5.1443
2022-12-12 22:00 | 4.7156 | 4.7156
2022-12-12 22:30 | 4.2333 | 4.2333
2022-12-12 23:00 | 4.1261 | 4.1261
2022-12-12 23:30 | 3.8046 | 3.8046
2022-12-13 | 3.751 | 3.751
2022-12-13 00:30 | 3.4295 | 3.4295
2022-12-13 01:00 | 3.2687 | 3.2687
2022-12-13 01:30 | 3.2687 | 3.2687
2022-12-13 02:00 | 3.108 | 3.108
2022-12-13 02:30 | 2.9472 | 2.9472
2022-12-13 03:00 | 2.9472 | 2.9472
2022-12-13 03:30 | 2.9472 | 2.9472
2022-12-13 04:00 | 2.8401 | 2.8401
2022-12-13 04:30 | 2.8936 | 2.8936
2022-12-13 05:00 | 2.9472 | 2.9472
2022-12-13 05:30 | 3.1616 | 3.1616
2022-12-13 06:00 | 2.8623 | 2.8623
2022-12-13 06:30 | 3.0544 | 3.0544
2022-12-13 07:00 | 3.1616 | 3.1616
2022-12-13 07:30 | 3.0544 | 3.0544
2022-12-13 08:00 | 2.9472 | 2.9472
2022-12-13 08:30 | 2.9472 | 2.9472
2022-12-13 09:00 | 2.8401 | 2.8401
2022-12-13 09:30 | 2.9472 | 2.9472
2022-12-13 10:00 | 3.108 | 3.108
2022-12-13 10:30 | 3.0544 | 3.0544
2022-12-13 11:00 | 3.3223 | 3.3223
2022-12-13 11:30 | 3.6974 | 3.6974
2022-12-13 12:00 | 3.9654 | 3.9654
2022-12-13 12:30 | 4.2333 | 4.2333
2022-12-13 13:00 | 4.3405 | 4.3405
2022-12-13 13:30 | 4.4476 | 4.4476
2022-12-13 14:00 | 4.662 | 4.662
2022-12-13 14:30 | 4.8763 | 4.8763
2022-12-13 15:00 | 5.0371 | 5.0371
2022-12-13 15:30 | 5.2525 | 5.2525
2022-12-13 16:00 | 5.4122 | 5.4122
2022-12-13 16:30 | 5.6801 | 5.6801
2022-12-13 17:00 | 5.8945 | 5.8945
2022-12-13 17:30 | 5.7873 | 5.7873
2022-12-13 18:00 | 6.1374 | 6.1374
2022-12-13 18:30 | 6.0552 | 6.0552
2022-12-13 19:00 | 5.8109 | 5.8109
2022-12-13 19:30 | 5.5729 | 5.5729
2022-12-13 20:00 | 5.4122 | 5.4122
2022-12-13 20:30 | 4.9835 | 4.9835
2022-12-13 21:00 | 4.5012 | 4.5012
2022-12-13 21:30 | 4.2869 | 4.2869
2022-12-13 22:00 | 4.0189 | 4.0189
2022-12-13 22:30 | 3.6974 | 3.6974
2022-12-13 23:00 | 3.4831 | 3.4831
2022-12-13 23:30 | 3.2687 | 3.2687
2022-12-14 | 3.2152 | 3.2152
2022-12-14 00:30 | 3.0544 | 3.0544
2022-12-14 01:00 | 2.9472 | 2.9472
2022-12-14 01:30 | 2.8936 | 2.8936
2022-12-14 02:00 | 2.8401 | 2.8401
2022-12-14 02:30 | 2.6257 | 2.6257
2022-12-14 03:00 | 2.6257 | 2.6257
2022-12-14 03:30 | 2.6257 | 2.6257
2022-12-14 04:00 | 2.5185 | 2.5185
2022-12-14 04:30 | 2.5185 | 2.5185
2022-12-14 05:00 | 2.465 | 2.465
2022-12-14 05:30 | 2.6793 | 2.6793
2022-12-14 06:00 | 2.5721 | 2.5721
2022-12-14 06:30 | 2.6257 | 2.6257
2022-12-14 07:00 | 2.7329 | 2.7329
2022-12-14 07:30 | 2.6257 | 2.6257
2022-12-14 08:00 | 2.6257 | 2.6257
2022-12-14 08:30 | 2.6257 | 2.6257
2022-12-14 09:00 | 2.7329 | 2.7329
2022-12-14 09:30 | 2.8401 | 2.8401
2022-12-14 10:00 | 2.6675 | 2.6675
2022-12-14 10:30 | 2.9472 | 2.9472
2022-12-14 11:00 | 3.0544 | 3.0544
2022-12-14 11:30 | 3.1616 | 3.1616
2022-12-14 12:00 | 3.2687 | 3.2687
2022-12-14 12:30 | 3.3759 | 3.3759
2022-12-14 13:00 | 3.5367 | 3.5367
2022-12-14 13:30 | 3.6974 | 3.6974
2022-12-14 14:00 | 3.8046 | 3.8046
2022-12-14 14:30 | 4.1261 | 4.1261
2022-12-14 15:00 | 4.1797 | 4.1797
2022-12-14 15:30 | 4.2333 | 4.2333
2022-12-14 16:00 | 4.5012 | 4.5012
2022-12-14 16:30 | 4.7156 | 4.7156
2022-12-14 17:00 | 4.8763 | 4.8763
2022-12-14 17:30 | 4.9835 | 4.9835
2022-12-14 18:00 | 5.2514 | 5.2514
2022-12-14 18:30 | 5.305 | 5.305
2022-12-14 19:00 | 5.1978 | 5.1978
2022-12-14 19:30 | 4.9835 | 4.9835
2022-12-14 20:00 | 4.7156 | 4.7156
2022-12-14 20:30 | 4.5012 | 4.5012
2022-12-14 21:00 | 4.2333 | 4.2333
2022-12-14 21:30 | 4.0189 | 4.0189
2022-12-14 22:00 | 3.6974 | 3.6974
2022-12-14 22:30 | 3.3759 | 3.3759
2022-12-14 23:00 | 3.2152 | 3.2152
2022-12-14 23:30 | 2.9472 | 2.9472
2022-12-15 | 2.8401 | 2.8401
2022-12-15 00:30 | 2.7329 | 2.7329
2022-12-15 01:00 | 2.7329 | 2.7329
2022-12-15 01:30 | 2.7329 | 2.7329
2022-12-15 02:00 | 2.6257 | 2.6257
2022-12-15 02:30 | 2.6257 | 2.6257
2022-12-15 03:00 | 2.6257 | 2.6257
2022-12-15 03:30 | 2.465 | 2.465
2022-12-15 04:00 | 2.465 | 2.465
2022-12-15 04:30 | 2.5721 | 2.5721
2022-12-15 05:00 | 2.5721 | 2.5721
2022-12-15 05:30 | 2.6257 | 2.6257
2022-12-15 06:00 | 2.5721 | 2.5721
2022-12-15 06:30 | 2.7329 | 2.7329
2022-12-15 07:00 | 2.6257 | 2.6257
2022-12-15 07:30 | 2.6257 | 2.6257
2022-12-15 08:00 | 2.6791 | 2.6791
2022-12-15 08:30 | 2.6257 | 2.6257
2022-12-15 09:00 | 2.7865 | 2.7865
2022-12-15 09:30 | 2.5721 | 2.5721
2022-12-15 10:00 | 2.6257 | 2.6257
2022-12-15 10:30 | 2.8401 | 2.8401
2022-12-15 11:00 | 2.7865 | 2.7865
2022-12-15 11:30 | 3.0008 | 3.0008
2022-12-15 12:00 | 3.3759 | 3.3759
2022-12-15 12:30 | 3.2687 | 3.2687
2022-12-15 13:00 | 3.4831 | 3.4831
2022-12-15 13:30 | 4.0189 | 4.0189
2022-12-15 14:00 | 3.8046 | 3.8046
2022-12-15 14:30 | 3.8046 | 3.8046
2022-12-15 15:00 | 4.1261 | 4.1261
2022-12-15 15:30 | 4.2333 | 4.2333
2022-12-15 16:00 | 4.4476 | 4.4476
2022-12-15 16:30 | 4.9835 | 4.9835
2022-12-15 17:00 | 4.8763 | 4.8763
2022-12-15 17:30 | 4.9835 | 4.9835
2022-12-15 18:00 | 4.9299 | 4.9299
2022-12-15 18:30 | 4.9299 | 4.9299
2022-12-15 19:00 | 4.9835 | 4.9835
2022-12-15 19:30 | 4.7692 | 4.7692
2022-12-15 20:00 | 4.662 | 4.662
2022-12-15 20:30 | 4.3405 | 4.3405
2022-12-15 21:00 | 4.0725 | 4.0725
2022-12-15 21:30 | 3.9118 | 3.9118
2022-12-15 22:00 | 3.5903 | 3.5903
2022-12-15 22:30 | 3.2488 | 3.2488
2022-12-15 23:00 | 3.2152 | 3.2152
2022-12-15 23:30 | 2.9472 | 2.9472
2022-12-16 | 2.7865 | 2.7865
2022-12-16 00:30 | 2.7329 | 2.7329
2022-12-16 01:00 | 2.7329 | 2.7329
2022-12-16 01:30 | 2.6257 | 2.6257
2022-12-16 02:00 | 2.5185 | 2.5185
2022-12-16 02:30 | 2.5185 | 2.5185
2022-12-16 03:00 | 2.465 | 2.465
2022-12-16 03:30 | 2.3578 | 2.3578
2022-12-16 04:00 | 2.3578 | 2.3578
2022-12-16 04:30 | 2.4114 | 2.4114
2022-12-16 05:00 | 2.3578 | 2.3578
2022-12-16 05:30 | 2.465 | 2.465
2022-12-16 06:00 | 2.5721 | 2.5721
2022-12-16 06:30 | 2.6257 | 2.6257
2022-12-16 07:00 | 2.5185 | 2.5185
2022-12-16 07:30 | 2.5721 | 2.5721
2022-12-16 08:00 | 2.6257 | 2.6257
2022-12-16 08:30 | 2.6257 | 2.6257
2022-12-16 09:00 | 2.5185 | 2.5185
2022-12-16 09:30 | 2.6257 | 2.6257
2022-12-16 10:00 | 2.8401 | 2.8401
2022-12-16 10:30 | 2.6257 | 2.6257
2022-12-16 11:00 | 2.8401 | 2.8401
2022-12-16 11:30 | 3.0544 | 3.0544
2022-12-16 12:00 | 3.2687 | 3.2687
2022-12-16 12:30 | 3.3759 | 3.3759
2022-12-16 13:00 | 3.5367 | 3.5367
2022-12-16 13:30 | 3.5919 | 3.5919
2022-12-16 14:00 | 3.8046 | 3.8046
2022-12-16 14:30 | 4.0189 | 4.0189
2022-12-16 15:00 | 4.2333 | 4.2333
2022-12-16 15:30 | 4.4476 | 4.4476
2022-12-16 16:00 | 4.5548 | 4.5548
2022-12-16 16:30 | 4.7692 | 4.7692
2022-12-16 17:00 | 4.9835 | 4.9835
2022-12-16 17:30 | 5.0371 | 5.0371
2022-12-16 18:00 | 5.1978 | 5.1978
2022-12-16 18:30 | 5.3586 | 5.3586
2022-12-16 19:00 | 5.1978 | 5.1978
2022-12-16 19:30 | 5.0371 | 5.0371
2022-12-16 20:00 | 4.7692 | 4.7692
2022-12-16 20:30 | 4.4476 | 4.4476
2022-12-16 21:00 | 4.0725 | 4.0725
2022-12-16 21:30 | 3.9118 | 3.9118
2022-12-16 22:00 | 3.5903 | 3.5903
2022-12-16 22:30 | 3.4831 | 3.4831
2022-12-16 23:00 | 3.1616 | 3.1616
2022-12-16 23:30 | 2.9472 | 2.9472
2022-12-17 | 2.8936 | 2.8936
2022-12-17 00:30 | 2.7329 | 2.7329
2022-12-17 01:00 | 2.6257 | 2.6257
2022-12-17 01:30 | 2.5185 | 2.5185
2022-12-17 02:00 | 2.5185 | 2.5185
2022-12-17 02:30 | 2.465 | 2.465
2022-12-17 03:00 | 2.4114 | 2.4114
2022-12-17 03:30 | 2.3578 | 2.3578
2022-12-17 04:00 | 2.465 | 2.465
2022-12-17 04:30 | 2.3042 | 2.3042
2022-12-17 05:00 | 2.3042 | 2.3042
2022-12-17 05:30 | 2.3578 | 2.3578
2022-12-17 06:00 | 2.3578 | 2.3578
2022-12-17 06:30 | 2.197 | 2.197
2022-12-17 07:00 | 2.3042 | 2.3042
2022-12-17 07:30 | 2.5185 | 2.5185
2022-12-17 08:00 | 2.4114 | 2.4114
2022-12-17 08:30 | 2.465 | 2.465
2022-12-17 09:00 | 2.6257 | 2.6257
2022-12-17 09:30 | 3.2687 | 3.2687
2022-12-17 10:00 | 3.1616 | 3.1616
2022-12-17 10:30 | 2.9472 | 2.9472
2022-12-17 11:00 | 2.7329 | 2.7329
2022-12-17 11:30 | 3.2152 | 3.2152
2022-12-17 12:00 | 3.2687 | 3.2687
2022-12-17 12:30 | 3.6974 | 3.6974
2022-12-17 13:00 | 3.751 | 3.751
2022-12-17 13:30 | 3.751 | 3.751
2022-12-17 14:00 | 4.0189 | 4.0189
2022-12-17 14:30 | 4.2333 | 4.2333
2022-12-17 15:00 | 4.2333 | 4.2333
2022-12-17 15:30 | 4.5548 | 4.5548
2022-12-17 16:00 | 4.7692 | 4.7692
2022-12-17 16:30 | 5.5194 | 5.5194
2022-12-17 17:00 | 5.305 | 5.305
2022-12-17 17:30 | 5.6265 | 5.6265
2022-12-17 18:00 | 5.6265 | 5.6265
2022-12-17 18:30 | 5.6265 | 5.6265
2022-12-17 19:00 | 5.5194 | 5.5194
2022-12-17 19:30 | 5.3887 | 5.3887
2022-12-17 20:00 | 5.0371 | 5.0371
2022-12-17 20:30 | 4.6346 | 4.6346
2022-12-17 21:00 | 4.2343 | 4.2343
2022-12-17 21:30 | 4.0901 | 4.0901
2022-12-17 22:00 | 3.8709 | 3.8709
2022-12-17 22:30 | 3.5586 | 3.5586
2022-12-17 23:00 | 3.3759 | 3.3759
2022-12-17 23:30 | 3.1649 | 3.1649
2022-12-18 | 3.2152 | 3.2152
2022-12-18 00:30 | 3.0544 | 3.0544
2022-12-18 01:00 | 2.8936 | 2.8936
2022-12-18 01:30 | 2.8401 | 2.8401
2022-12-18 02:00 | 2.8401 | 2.8401
2022-12-18 02:30 | 2.8401 | 2.8401
2022-12-18 03:00 | 2.7329 | 2.7329
2022-12-18 03:30 | 2.7865 | 2.7865
2022-12-18 04:00 | 2.8401 | 2.8401
2022-12-18 04:30 | 2.9472 | 2.9472
2022-12-18 05:00 | 2.8936 | 2.8936
2022-12-18 05:30 | 2.9472 | 2.9472
2022-12-18 06:00 | 2.8401 | 2.8401
2022-12-18 06:30 | 2.9472 | 2.9472
2022-12-18 07:00 | 2.9472 | 2.9472
2022-12-18 07:30 | 3.0544 | 3.0544
2022-12-18 08:00 | 3.1616 | 3.1616
2022-12-18 08:30 | 3.108 | 3.108
2022-12-18 09:00 | 2.9472 | 2.9472
2022-12-18 09:30 | 2.8936 | 2.8936
2022-12-18 10:00 | 3.2152 | 3.2152
2022-12-18 10:30 | 3.3759 | 3.3759
2022-12-18 11:00 | 3.6974 | 3.6974
2022-12-18 11:30 | 3.5903 | 3.5903
2022-12-18 12:00 | 4.2333 | 4.2333
2022-12-18 12:30 | 4.5548 | 4.5548
2022-12-18 13:00 | 4.3405 | 4.3405
2022-12-18 13:30 | 5.1978 | 5.1978
2022-12-18 14:00 | 4.9835 | 4.9835
2022-12-18 14:30 | 4.5548 | 4.5548
2022-12-18 15:00 | 3.9797 | 3.9797
2022-12-18 15:30 | 3.9654 | 3.9654
2022-12-18 16:00 | 4.4476 | 4.4476
2022-12-18 16:30 | 3.9118 | 3.9118
2022-12-18 17:00 | 4.0759 | 4.0759
2022-12-18 17:30 | 4.2869 | 4.2869
2022-12-18 18:00 | 4.5012 | 4.5012
2022-12-18 18:30 | 4.5548 | 4.5548
2022-12-18 19:00 | 4.5548 | 4.5548
2022-12-18 19:30 | 4.4946 | 4.4946
2022-12-18 20:00 | 4.2869 | 4.2869
2022-12-18 20:30 | 3.8282 | 3.8282
2022-12-18 21:00 | 3.677 | 3.677
2022-12-18 21:30 | 3.6974 | 3.6974
2022-12-18 22:00 | 3.394 | 3.394
2022-12-18 22:30 | 3.1545 | 3.1545
2022-12-18 23:00 | 2.9556 | 2.9556
2022-12-18 23:30 | 2.9058 | 2.9058
2022-12-19 | 2.6793 | 2.6793
2022-12-19 00:30 | 2.6257 | 2.6257
2022-12-19 01:00 | 2.5185 | 2.5185
2022-12-19 01:30 | 2.5185 | 2.5185
2022-12-19 02:00 | 2.465 | 2.465
2022-12-19 02:30 | 2.4114 | 2.4114
2022-12-19 03:00 | 2.5185 | 2.5185
2022-12-19 03:30 | 2.3578 | 2.3578
2022-12-19 04:00 | 2.4114 | 2.4114
2022-12-19 04:30 | 2.5721 | 2.5721
2022-12-19 05:00 | 2.5185 | 2.5185
2022-12-19 05:30 | 2.7329 | 2.7329
2022-12-19 06:00 | 2.5185 | 2.5185
2022-12-19 06:30 | 2.6793 | 2.6793
2022-12-19 07:00 | 2.7329 | 2.7329
2022-12-19 07:30 | 2.7329 | 2.7329
2022-12-19 08:00 | 2.6257 | 2.6257
2022-12-19 08:30 | 2.9472 | 2.9472
2022-12-19 09:00 | 2.8936 | 2.8936
2022-12-19 09:30 | 2.5721 | 2.5721
2022-12-19 10:00 | 3.0544 | 3.0544
2022-12-19 10:30 | 2.7329 | 2.7329
2022-12-19 11:00 | 3.4831 | 3.4831
2022-12-19 11:30 | 3.1616 | 3.1616
2022-12-19 12:00 | 3.2206 | 3.2206
2022-12-19 12:30 | 4.0189 | 4.0189
2022-12-19 13:00 | 3.6438 | 3.6438
2022-12-19 13:30 | 4.3405 | 4.3405
2022-12-19 14:00 | 3.751 | 3.751
2022-12-19 14:30 | 4.1261 | 4.1261
2022-12-19 15:00 | 4.2869 | 4.2869
2022-12-19 15:30 | 4.6084 | 4.6084
2022-12-19 16:00 | 4.7692 | 4.7692
2022-12-19 16:30 | 5.3586 | 5.3586
2022-12-19 17:00 | 5.5194 | 5.5194
2022-12-19 17:30 | 5.4658 | 5.4658
2022-12-19 18:00 | 5.2514 | 5.2514
2022-12-19 18:30 | 5.305 | 5.305
2022-12-19 19:00 | 4.8763 | 4.8763
2022-12-19 19:30 | 4.662 | 4.662
2022-12-19 20:00 | 4.4476 | 4.4476
2022-12-19 20:30 | 4.0725 | 4.0725
2022-12-19 21:00 | 3.6974 | 3.6974
2022-12-19 21:30 | 3.6974 | 3.6974
2022-12-19 22:00 | 3.5903 | 3.5903
2022-12-19 22:30 | 3.1616 | 3.1616
2022-12-19 23:00 | 3.0544 | 3.0544
2022-12-19 23:30 | 3.0008 | 3.0008
2022-12-20 | 2.9472 | 2.9472
2022-12-20 00:30 | 2.7865 | 2.7865
2022-12-20 01:00 | 2.7329 | 2.7329
2022-12-20 01:30 | 2.6793 | 2.6793
2022-12-20 02:00 | 2.7329 | 2.7329
2022-12-20 02:30 | 2.6257 | 2.6257
2022-12-20 03:00 | 2.6257 | 2.6257
2022-12-20 03:30 | 2.7329 | 2.7329
2022-12-20 04:00 | 2.7329 | 2.7329
2022-12-20 04:30 | 2.5721 | 2.5721
2022-12-20 05:00 | 2.6257 | 2.6257
2022-12-20 05:30 | 2.9472 | 2.9472
2022-12-20 06:00 | 2.6793 | 2.6793
2022-12-20 06:30 | 2.7329 | 2.7329
2022-12-20 07:00 | 2.8401 | 2.8401
2022-12-20 07:30 | 3.1616 | 3.1616
2022-12-20 08:00 | 3.0008 | 3.0008
2022-12-20 08:30 | 3.0544 | 3.0544
2022-12-20 09:00 | 2.9472 | 2.9472
2022-12-20 09:30 | 2.8936 | 2.8936
2022-12-20 10:00 | 2.7329 | 2.7329
2022-12-20 10:30 | 3.0544 | 3.0544
2022-12-20 11:00 | 2.9472 | 2.9472
2022-12-20 11:30 | 3.0008 | 3.0008
2022-12-20 12:00 | 3.0544 | 3.0544
2022-12-20 12:30 | 3.4295 | 3.4295
2022-12-20 13:00 | 3.5903 | 3.5903
2022-12-20 13:30 | 3.5903 | 3.5903
2022-12-20 14:00 | 4.3405 | 4.3405
2022-12-20 14:30 | 3.9654 | 3.9654
2022-12-20 15:00 | 4.0725 | 4.0725
2022-12-20 15:30 | 4.2333 | 4.2333
2022-12-20 16:00 | 4.7692 | 4.7692
2022-12-20 16:30 | 4.7692 | 4.7692
2022-12-20 17:00 | 4.7156 | 4.7156
2022-12-20 17:30 | 4.662 | 4.662
2022-12-20 18:00 | 4.7692 | 4.7692
2022-12-20 18:30 | 4.6211 | 4.6211
2022-12-20 19:00 | 4.662 | 4.662
2022-12-20 19:30 | 4.5012 | 4.5012
2022-12-20 20:00 | 4.4476 | 4.4476
2022-12-20 20:30 | 4.1797 | 4.1797
2022-12-20 21:00 | 3.8046 | 3.8046
2022-12-20 21:30 | 3.5903 | 3.5903
2022-12-20 22:00 | 3.3248 | 3.3248
2022-12-20 22:30 | 3.108 | 3.108
2022-12-20 23:00 | 3.0544 | 3.0544
2022-12-20 23:30 | 2.7865 | 2.7865
2022-12-21 | 2.6793 | 2.6793
2022-12-21 00:30 | 2.6793 | 2.6793
2022-12-21 01:00 | 2.6257 | 2.6257
2022-12-21 01:30 | 2.4114 | 2.4114
2022-12-21 02:00 | 2.4114 | 2.4114
2022-12-21 02:30 | 2.465 | 2.465
2022-12-21 03:00 | 2.3578 | 2.3578
2022-12-21 03:30 | 2.3042 | 2.3042
2022-12-21 04:00 | 2.4114 | 2.4114
2022-12-21 04:30 | 2.4114 | 2.4114
2022-12-21 05:00 | 2.465 | 2.465
2022-12-21 05:30 | 2.5185 | 2.5185
2022-12-21 06:00 | 2.5721 | 2.5721
2022-12-21 06:30 | 2.7865 | 2.7865
2022-12-21 07:00 | 2.8401 | 2.8401
2022-12-21 07:30 | 2.8401 | 2.8401
2022-12-21 08:00 | 2.6257 | 2.6257
2022-12-21 08:30 | 2.6257 | 2.6257
2022-12-21 09:00 | 2.6257 | 2.6257
2022-12-21 09:30 | 2.6257 | 2.6257
2022-12-21 10:00 | 2.5185 | 2.5185
2022-12-21 10:30 | 2.6257 | 2.6257
2022-12-21 11:00 | 2.7865 | 2.7865
2022-12-21 11:30 | 3.0544 | 3.0544
2022-12-21 12:00 | 3.2687 | 3.2687
2022-12-21 12:30 | 3.4831 | 3.4831
2022-12-21 13:00 | 3.4831 | 3.4831
2022-12-21 13:30 | 3.6974 | 3.6974
2022-12-21 14:00 | 3.8046 | 3.8046
2022-12-21 14:30 | 3.9654 | 3.9654
2022-12-21 15:00 | 4.5548 | 4.5548
2022-12-21 15:30 | 4.5548 | 4.5548
2022-12-21 16:00 | 4.1261 | 4.1261
2022-12-21 16:30 | 4.662 | 4.662
2022-12-21 17:00 | 4.9835 | 4.9835
2022-12-21 17:30 | 4.8763 | 4.8763
2022-12-21 18:00 | 4.9633 | 4.9633
2022-12-21 18:30 | 4.9835 | 4.9835
2022-12-21 19:00 | 4.9299 | 4.9299
2022-12-21 19:30 | 4.8763 | 4.8763
2022-12-21 20:00 | 4.7165 | 4.7165
2022-12-21 20:30 | 4.4476 | 4.4476
2022-12-21 21:00 | 4.2333 | 4.2333
2022-12-21 21:30 | 4.0745 | 4.0745
2022-12-21 22:00 | 3.6974 | 3.6974
2022-12-21 22:30 | 3.4831 | 3.4831
2022-12-21 23:00 | 3.3223 | 3.3223
2022-12-21 23:30 | 3.108 | 3.108
2022-12-22 | 2.8401 | 2.8401
2022-12-22 00:30 | 2.7865 | 2.7865
2022-12-22 01:00 | 2.7329 | 2.7329
2022-12-22 01:30 | 2.6257 | 2.6257
2022-12-22 02:00 | 2.7329 | 2.7329
2022-12-22 02:30 | 2.5721 | 2.5721
2022-12-22 03:00 | 2.5721 | 2.5721
2022-12-22 03:30 | 2.523 | 2.523
2022-12-22 04:00 | 2.5185 | 2.5185
2022-12-22 04:30 | 2.5721 | 2.5721
2022-12-22 05:00 | 2.7329 | 2.7329
2022-12-22 05:30 | 2.7329 | 2.7329
2022-12-22 06:00 | 2.5721 | 2.5721
2022-12-22 06:30 | 2.7329 | 2.7329
2022-12-22 07:00 | 2.9472 | 2.9472
2022-12-22 07:30 | 2.8401 | 2.8401
2022-12-22 08:00 | 3.1616 | 3.1616
2022-12-22 08:30 | 3.2152 | 3.2152
2022-12-22 09:00 | 2.9472 | 2.9472
2022-12-22 09:30 | 3.1616 | 3.1616
2022-12-22 10:00 | 2.9472 | 2.9472
2022-12-22 10:30 | 3.1616 | 3.1616
2022-12-22 11:00 | 3.1616 | 3.1616
2022-12-22 11:30 | 3.6974 | 3.6974
2022-12-22 12:00 | 3.5903 | 3.5903
2022-12-22 12:30 | 3.8046 | 3.8046
2022-12-22 13:00 | 4.1261 | 4.1261
2022-12-22 13:30 | 4.0725 | 4.0725
2022-12-22 14:00 | 4.3405 | 4.3405
2022-12-22 14:30 | 4.4476 | 4.4476
2022-12-22 15:00 | 4.3405 | 4.3405
2022-12-22 15:30 | 4.4476 | 4.4476
2022-12-22 16:00 | 4.5012 | 4.5012
2022-12-22 16:30 | 4.6084 | 4.6084
2022-12-22 17:00 | 4.6084 | 4.6084
2022-12-22 17:30 | 4.4476 | 4.4476
2022-12-22 18:00 | 4.7692 | 4.7692
2022-12-22 18:30 | 4.8763 | 4.8763
2022-12-22 19:00 | 4.7317 | 4.7317
2022-12-22 19:30 | 4.662 | 4.662
2022-12-22 20:00 | 4.5548 | 4.5548
2022-12-22 20:30 | 4.3941 | 4.3941
2022-12-22 21:00 | 4.0189 | 4.0189
2022-12-22 21:30 | 3.9654 | 3.9654
2022-12-22 22:00 | 3.6974 | 3.6974
2022-12-22 22:30 | 3.5367 | 3.5367
2022-12-22 23:00 | 3.3759 | 3.3759
2022-12-22 23:30 | 3.4295 | 3.4295
2022-12-23 | 3.2152 | 3.2152
2022-12-23 00:30 | 3.1616 | 3.1616
2022-12-23 01:00 | 3.0544 | 3.0544
2022-12-23 01:30 | 3.108 | 3.108
2022-12-23 02:00 | 2.9472 | 2.9472
2022-12-23 02:30 | 2.9472 | 2.9472
2022-12-23 03:00 | 2.9472 | 2.9472
2022-12-23 03:30 | 3.0008 | 3.0008
2022-12-23 04:00 | 2.8936 | 2.8936
2022-12-23 04:30 | 2.9472 | 2.9472
2022-12-23 05:00 | 2.9472 | 2.9472
2022-12-23 05:30 | 3.0008 | 3.0008
2022-12-23 06:00 | 2.8936 | 2.8936
2022-12-23 06:30 | 2.9472 | 2.9472
2022-12-23 07:00 | 3.0008 | 3.0008
2022-12-23 07:30 | 2.7865 | 2.7865
2022-12-23 08:00 | 3.108 | 3.108
2022-12-23 08:30 | 3.108 | 3.108
2022-12-23 09:00 | 3.1616 | 3.1616
2022-12-23 09:30 | 3.108 | 3.108
2022-12-23 10:00 | 2.9472 | 2.9472
2022-12-23 10:30 | 2.9472 | 2.9472
2022-12-23 11:00 | 3.2687 | 3.2687
2022-12-23 11:30 | 3.5571 | 3.5571
2022-12-23 12:00 | 3.5903 | 3.5903
2022-12-23 12:30 | 3.8582 | 3.8582
2022-12-23 13:00 | 3.9118 | 3.9118
2022-12-23 13:30 | 3.3223 | 3.3223
2022-12-23 14:00 | 3.1616 | 3.1616
2022-12-23 14:30 | 3.108 | 3.108
2022-12-23 15:00 | 3.0544 | 3.0544
2022-12-23 15:30 | 2.9472 | 2.9472
2022-12-23 16:00 | 2.8401 | 2.8401
2022-12-23 16:30 | 3.0544 | 3.0544
2022-12-23 17:00 | 3.2687 | 3.2687
2022-12-23 17:30 | 3.2152 | 3.2152
2022-12-23 18:00 | 3.2687 | 3.2687
2022-12-23 18:30 | 3.1616 | 3.1616
2022-12-23 19:00 | 3.2687 | 3.2687
2022-12-23 19:30 | 3.2687 | 3.2687
2022-12-23 20:00 | 3.2152 | 3.2152
2022-12-23 20:30 | 3.1616 | 3.1616
2022-12-23 21:00 | 3.0008 | 3.0008
2022-12-23 21:30 | 3.0544 | 3.0544
2022-12-23 22:00 | 3.0008 | 3.0008
2022-12-23 22:30 | 2.6793 | 2.6793
2022-12-23 23:00 | 2.7865 | 2.7865
2022-12-23 23:30 | 2.6257 | 2.6257
2022-12-24 | 2.5721 | 2.5721
2022-12-24 00:30 | 2.465 | 2.465
2022-12-24 01:00 | 2.4114 | 2.4114
2022-12-24 01:30 | 2.3578 | 2.3578
2022-12-24 02:00 | 2.3578 | 2.3578
2022-12-24 02:30 | 2.3042 | 2.3042
2022-12-24 03:00 | 2.4114 | 2.4114
2022-12-24 03:30 | 2.3042 | 2.3042
2022-12-24 04:00 | 2.3042 | 2.3042
2022-12-24 04:30 | 2.3042 | 2.3042
2022-12-24 05:00 | 2.3578 | 2.3578
2022-12-24 05:30 | 2.3578 | 2.3578
2022-12-24 06:00 | 2.4114 | 2.4114
2022-12-24 06:30 | 2.3042 | 2.3042
2022-12-24 07:00 | 2.4114 | 2.4114
2022-12-24 07:30 | 2.1434 | 2.1434
2022-12-24 08:00 | 2.197 | 2.197
2022-12-24 08:30 | 2.5721 | 2.5721
2022-12-24 09:00 | 2.5185 | 2.5185
2022-12-24 09:30 | 2.5721 | 2.5721
2022-12-24 10:00 | 2.3578 | 2.3578
2022-12-24 10:30 | 2.197 | 2.197
2022-12-24 11:00 | 2.4114 | 2.4114
2022-12-24 11:30 | 2.6793 | 2.6793
2022-12-24 12:00 | 3.1616 | 3.1616
2022-12-24 12:30 | 3.4831 | 3.4831
2022-12-24 13:00 | 3.1616 | 3.1616
2022-12-24 13:30 | 2.7329 | 2.7329
2022-12-24 14:00 | 2.465 | 2.465
2022-12-24 14:30 | 2.4114 | 2.4114
2022-12-24 15:00 | 3.2687 | 3.2687
2022-12-24 15:30 | 2.8401 | 2.8401
2022-12-24 16:00 | 3.6974 | 3.6974
2022-12-24 16:30 | 3.2687 | 3.2687
2022-12-24 17:00 | 3.2687 | 3.2687
2022-12-24 17:30 | 3.3759 | 3.3759
2022-12-24 18:00 | 3.3223 | 3.3223
2022-12-24 18:30 | 3.3759 | 3.3759
2022-12-24 19:00 | 3.3223 | 3.3223
2022-12-24 19:30 | 3.3759 | 3.3759
2022-12-24 20:00 | 3.3759 | 3.3759
2022-12-24 20:30 | 3.3759 | 3.3759
2022-12-24 21:00 | 3.1616 | 3.1616
2022-12-24 21:30 | 3.0008 | 3.0008
2022-12-24 22:00 | 2.8401 | 2.8401
2022-12-24 22:30 | 2.8401 | 2.8401
2022-12-24 23:00 | 2.6793 | 2.6793
2022-12-24 23:30 | 2.5185 | 2.5185
2022-12-25 | 2.5185 | 2.5185
2022-12-25 00:30 | 2.4114 | 2.4114
2022-12-25 01:00 | 2.3578 | 2.3578
2022-12-25 01:30 | 2.3042 | 2.3042
2022-12-25 02:00 | 2.3042 | 2.3042
2022-12-25 02:30 | 2.3578 | 2.3578
2022-12-25 03:00 | 2.2506 | 2.2506
2022-12-25 03:30 | 2.197 | 2.197
2022-12-25 04:00 | 2.2506 | 2.2506
2022-12-25 04:30 | 2.3578 | 2.3578
2022-12-25 05:00 | 2.197 | 2.197
2022-12-25 05:30 | 2.197 | 2.197
2022-12-25 06:00 | 2.197 | 2.197
2022-12-25 06:30 | 2.1434 | 2.1434
2022-12-25 07:00 | 2.197 | 2.197
2022-12-25 07:30 | 2.3042 | 2.3042
2022-12-25 08:00 | 2.197 | 2.197
2022-12-25 08:30 | 2.3042 | 2.3042
2022-12-25 09:00 | 2.197 | 2.197
2022-12-25 09:30 | 1.9551 | 1.9551
2022-12-25 10:00 | 2.164 | 2.164
2022-12-25 10:30 | 1.9527 | 1.9527
2022-12-25 11:00 | 2.5185 | 2.5185
2022-12-25 11:30 | 2.0899 | 2.0899
2022-12-25 12:00 | 2.4444 | 2.4444
2022-12-25 12:30 | 2.5493 | 2.5493
2022-12-25 13:00 | 2.7329 | 2.7329
2022-12-25 13:30 | 2.8401 | 2.8401
2022-12-25 14:00 | 2.8401 | 2.8401
2022-12-25 14:30 | 2.6793 | 2.6793
2022-12-25 15:00 | 2.7329 | 2.7329
2022-12-25 15:30 | 3.4831 | 3.4831
2022-12-25 16:00 | 3.3759 | 3.3759
2022-12-25 16:30 | 3.6974 | 3.6974
2022-12-25 17:00 | 3.653 | 3.653
2022-12-25 17:30 | 3.8582 | 3.8582
2022-12-25 18:00 | 3.8046 | 3.8046
2022-12-25 18:30 | 3.8582 | 3.8582
2022-12-25 19:00 | 3.9654 | 3.9654
2022-12-25 19:30 | 3.9654 | 3.9654
2022-12-25 20:00 | 3.6974 | 3.6974
2022-12-25 20:30 | 3.5367 | 3.5367
2022-12-25 21:00 | 3.3223 | 3.3223
2022-12-25 21:30 | 3.3759 | 3.3759
2022-12-25 22:00 | 3.0008 | 3.0008
2022-12-25 22:30 | 2.9472 | 2.9472
2022-12-25 23:00 | 2.8936 | 2.8936
2022-12-25 23:30 | 2.8401 | 2.8401
2022-12-26 | 2.5721 | 2.5721
2022-12-26 00:30 | 2.5721 | 2.5721
2022-12-26 01:00 | 2.4114 | 2.4114
2022-12-26 01:30 | 2.4114 | 2.4114
2022-12-26 02:00 | 2.4114 | 2.4114
2022-12-26 02:30 | 2.3042 | 2.3042
2022-12-26 03:00 | 2.2506 | 2.2506
2022-12-26 03:30 | 2.3042 | 2.3042
2022-12-26 04:00 | 2.3042 | 2.3042
2022-12-26 04:30 | 2.4114 | 2.4114
2022-12-26 05:00 | 2.3578 | 2.3578
2022-12-26 05:30 | 2.465 | 2.465
2022-12-26 06:00 | 2.3042 | 2.3042
2022-12-26 06:30 | 2.2506 | 2.2506
2022-12-26 07:00 | 2.3042 | 2.3042
2022-12-26 07:30 | 2.3042 | 2.3042
2022-12-26 08:00 | 2.2506 | 2.2506
2022-12-26 08:30 | 2.465 | 2.465
2022-12-26 09:00 | 2.5185 | 2.5185
2022-12-26 09:30 | 1.9827 | 1.9827
2022-12-26 10:00 | 2.0899 | 2.0899
2022-12-26 10:30 | 2.3578 | 2.3578
2022-12-26 11:00 | 2.7329 | 2.7329
2022-12-26 11:30 | 2.9472 | 2.9472
2022-12-26 12:00 | 3.2152 | 3.2152
2022-12-26 12:30 | 3.3759 | 3.3759
2022-12-26 13:00 | 3.3759 | 3.3759
2022-12-26 13:30 | 3.3223 | 3.3223
2022-12-26 14:00 | 3.3759 | 3.3759
2022-12-26 14:30 | 3.5903 | 3.5903
2022-12-26 15:00 | 3.4831 | 3.4831
2022-12-26 15:30 | 3.1616 | 3.1616
2022-12-26 16:00 | 3.2687 | 3.2687
2022-12-26 16:30 | 3.1616 | 3.1616
2022-12-26 17:00 | 3.0544 | 3.0544
2022-12-26 17:30 | 2.7865 | 2.7865
2022-12-26 18:00 | 3.0544 | 3.0544
2022-12-26 18:30 | 3.0544 | 3.0544
2022-12-26 19:00 | 3.108 | 3.108
2022-12-26 19:30 | 3.2687 | 3.2687
2022-12-26 20:00 | 3.1616 | 3.1616
2022-12-26 20:30 | 2.9472 | 2.9472
2022-12-26 21:00 | 2.8401 | 2.8401
2022-12-26 21:30 | 2.7865 | 2.7865
2022-12-26 22:00 | 2.7329 | 2.7329
2022-12-26 22:30 | 2.7329 | 2.7329
2022-12-26 23:00 | 2.465 | 2.465
2022-12-26 23:30 | 2.4114 | 2.4114
2022-12-27 | 2.4114 | 2.4114
2022-12-27 00:30 | 2.4114 | 2.4114
2022-12-27 01:00 | 2.3042 | 2.3042
2022-12-27 01:30 | 2.2506 | 2.2506
2022-12-27 02:00 | 2.3042 | 2.3042
2022-12-27 02:30 | 2.2291 | 2.2291
2022-12-27 03:00 | 2.197 | 2.197
2022-12-27 03:30 | 2.0899 | 2.0899
2022-12-27 04:00 | 2.197 | 2.197
2022-12-27 04:30 | 2.2924 | 2.2924
2022-12-27 05:00 | 2.3042 | 2.3042
2022-12-27 05:30 | 2.4114 | 2.4114
2022-12-27 06:00 | 2.1434 | 2.1434
2022-12-27 06:30 | 2.3042 | 2.3042
2022-12-27 07:00 | 2.3042 | 2.3042
2022-12-27 07:30 | 2.465 | 2.465
2022-12-27 08:00 | 2.3042 | 2.3042
2022-12-27 08:30 | 2.5721 | 2.5721
2022-12-27 09:00 | 2.6257 | 2.6257
2022-12-27 09:30 | 2.5185 | 2.5185
2022-12-27 10:00 | 2.4114 | 2.4114
2022-12-27 10:30 | 2.3042 | 2.3042
2022-12-27 11:00 | 2.3042 | 2.3042
2022-12-27 11:30 | 2.5185 | 2.5185
2022-12-27 12:00 | 2.4114 | 2.4114
2022-12-27 12:30 | 2.6793 | 2.6793
2022-12-27 13:00 | 2.3042 | 2.3042
2022-12-27 13:30 | 3.0544 | 3.0544
2022-12-27 14:00 | 2.6257 | 2.6257
2022-12-27 14:30 | 2.5185 | 2.5185
2022-12-27 15:00 | 2.8401 | 2.8401
2022-12-27 15:30 | 2.7865 | 2.7865
2022-12-27 16:00 | 3.2687 | 3.2687
2022-12-27 16:30 | 3.2995 | 3.2995
2022-12-27 17:00 | 3.2687 | 3.2687
2022-12-27 17:30 | 3.3223 | 3.3223
2022-12-27 18:00 | 3.3315 | 3.3315
2022-12-27 18:30 | 3.4831 | 3.4831
2022-12-27 19:00 | 3.6974 | 3.6974
2022-12-27 19:30 | 3.5903 | 3.5903
2022-12-27 20:00 | 3.5367 | 3.5367
2022-12-27 20:30 | 3.3759 | 3.3759
2022-12-27 21:00 | 3.3223 | 3.3223
2022-12-27 21:30 | 3.2152 | 3.2152
2022-12-27 22:00 | 2.9472 | 2.9472
2022-12-27 22:30 | 2.9472 | 2.9472
2022-12-27 23:00 | 2.7329 | 2.7329
2022-12-27 23:30 | 2.7329 | 2.7329
2022-12-28 | 2.6257 | 2.6257
2022-12-28 00:30 | 2.5721 | 2.5721
2022-12-28 01:00 | 2.6257 | 2.6257
2022-12-28 01:30 | 2.4114 | 2.4114
2022-12-28 02:00 | 2.4114 | 2.4114
2022-12-28 02:30 | 2.3459 | 2.3459
2022-12-28 03:00 | 2.4114 | 2.4114
2022-12-28 03:30 | 2.3578 | 2.3578
2022-12-28 04:00 | 2.3042 | 2.3042
2022-12-28 04:30 | 2.4114 | 2.4114
2022-12-28 05:00 | 2.3042 | 2.3042
2022-12-28 05:30 | 2.5185 | 2.5185
2022-12-28 06:00 | 2.4114 | 2.4114
2022-12-28 06:30 | 2.6257 | 2.6257
2022-12-28 07:00 | 2.5185 | 2.5185
2022-12-28 07:30 | 2.5185 | 2.5185
2022-12-28 08:00 | 2.6922 | 2.6922
2022-12-28 08:30 | 2.7193 | 2.7193
2022-12-28 09:00 | 2.7504 | 2.7504
2022-12-28 09:30 | 2.7658 | 2.7658
2022-12-28 10:00 | 2.5721 | 2.5721
2022-12-28 10:30 | 2.3042 | 2.3042
2022-12-28 11:00 | 2.4114 | 2.4114
2022-12-28 11:30 | 2.0899 | 2.0899
2022-12-28 12:00 | 2.465 | 2.465
2022-12-28 12:30 | 2.4114 | 2.4114
2022-12-28 13:00 | 2.5721 | 2.5721
2022-12-28 13:30 | 2.7329 | 2.7329
2022-12-28 14:00 | 2.5721 | 2.5721
2022-12-28 14:30 | 2.6257 | 2.6257
2022-12-28 15:00 | 2.8401 | 2.8401
2022-12-28 15:30 | 2.7329 | 2.7329
2022-12-28 16:00 | 2.9472 | 2.9472
2022-12-28 16:30 | 3.2687 | 3.2687
2022-12-28 17:00 | 3.8046 | 3.8046
2022-12-28 17:30 | 3.6974 | 3.6974
2022-12-28 18:00 | 3.8046 | 3.8046
2022-12-28 18:30 | 3.9118 | 3.9118
2022-12-28 19:00 | 3.8582 | 3.8582
2022-12-28 19:30 | 3.6974 | 3.6974
2022-12-28 20:00 | 3.6974 | 3.6974
2022-12-28 20:30 | 3.5903 | 3.5903
2022-12-28 21:00 | 3.3759 | 3.3759
2022-12-28 21:30 | 3.3759 | 3.3759
2022-12-28 22:00 | 3.1616 | 3.1616
2022-12-28 22:30 | 3.0544 | 3.0544
2022-12-28 23:00 | 2.8401 | 2.8401
2022-12-28 23:30 | 2.7865 | 2.7865
2022-12-29 | 2.6257 | 2.6257
2022-12-29 00:30 | 2.6257 | 2.6257
2022-12-29 01:00 | 2.5185 | 2.5185
2022-12-29 01:30 | 2.5185 | 2.5185
2022-12-29 02:00 | 2.4114 | 2.4114
2022-12-29 02:30 | 2.4114 | 2.4114
2022-12-29 03:00 | 2.3042 | 2.3042
2022-12-29 03:30 | 2.4114 | 2.4114
2022-12-29 04:00 | 2.3578 | 2.3578
2022-12-29 04:30 | 2.4114 | 2.4114
2022-12-29 05:00 | 2.3578 | 2.3578
2022-12-29 05:30 | 2.4114 | 2.4114
2022-12-29 06:00 | 2.4114 | 2.4114
2022-12-29 06:30 | 2.4114 | 2.4114
2022-12-29 07:00 | 2.6257 | 2.6257
2022-12-29 07:30 | 2.6257 | 2.6257
2022-12-29 08:00 | 2.6257 | 2.6257
2022-12-29 08:30 | 2.7865 | 2.7865
2022-12-29 09:00 | 2.5185 | 2.5185
2022-12-29 09:30 | 2.3042 | 2.3042
2022-12-29 10:00 | 2.6793 | 2.6793
2022-12-29 10:30 | 2.5721 | 2.5721
2022-12-29 11:00 | 2.4114 | 2.4114
2022-12-29 11:30 | 2.7329 | 2.7329
2022-12-29 12:00 | 2.9472 | 2.9472
2022-12-29 12:30 | 3.2873 | 3.2873
2022-12-29 13:00 | 2.7865 | 2.7865
2022-12-29 13:30 | 2.7865 | 2.7865
2022-12-29 14:00 | 3.2152 | 3.2152
2022-12-29 14:30 | 3.1616 | 3.1616
2022-12-29 15:00 | 3.4831 | 3.4831
2022-12-29 15:30 | 3.6438 | 3.6438
2022-12-29 16:00 | 3.9118 | 3.9118
2022-12-29 16:30 | 3.6438 | 3.6438
2022-12-29 17:00 | 4.1797 | 4.1797
2022-12-29 17:30 | 4.0725 | 4.0725
2022-12-29 18:00 | 4.1261 | 4.1261
2022-12-29 18:30 | 4.2799 | 4.2799
2022-12-29 19:00 | 4.1797 | 4.1797
2022-12-29 19:30 | 4.1261 | 4.1261
2022-12-29 20:00 | 4.0725 | 4.0725
2022-12-29 20:30 | 3.799 | 3.799
2022-12-29 21:00 | 3.7175 | 3.7175
2022-12-29 21:30 | 3.6438 | 3.6438
2022-12-29 22:00 | 3.2687 | 3.2687
2022-12-29 22:30 | 3.0544 | 3.0544
2022-12-29 23:00 | 2.9472 | 2.9472
2022-12-29 23:30 | 2.8401 | 2.8401
2022-12-30 | 2.7865 | 2.7865
2022-12-30 00:30 | 2.7329 | 2.7329
2022-12-30 01:00 | 2.6257 | 2.6257
2022-12-30 01:30 | 2.5982 | 2.5982
2022-12-30 02:00 | 2.4885 | 2.4885
2022-12-30 02:30 | 2.465 | 2.465
2022-12-30 03:00 | 2.5185 | 2.5185
2022-12-30 03:30 | 2.5185 | 2.5185
2022-12-30 04:00 | 2.4114 | 2.4114
2022-12-30 04:30 | 2.4114 | 2.4114
2022-12-30 05:00 | 2.4114 | 2.4114
2022-12-30 05:30 | 2.6793 | 2.6793
2022-12-30 06:00 | 2.5185 | 2.5185
2022-12-30 06:30 | 2.4114 | 2.4114
2022-12-30 07:00 | 2.5721 | 2.5721
2022-12-30 07:30 | 2.6257 | 2.6257
2022-12-30 08:00 | 2.7865 | 2.7865
2022-12-30 08:30 | 2.6257 | 2.6257
2022-12-30 09:00 | 2.465 | 2.465
2022-12-30 09:30 | 2.6257 | 2.6257
2022-12-30 10:00 | 2.5721 | 2.5721
2022-12-30 10:30 | 2.5185 | 2.5185
2022-12-30 11:00 | 2.4114 | 2.4114
2022-12-30 11:30 | 2.7329 | 2.7329
2022-12-30 12:00 | 3.108 | 3.108
2022-12-30 12:30 | 3.2152 | 3.2152
2022-12-30 13:00 | 3.2152 | 3.2152
2022-12-30 13:30 | 3.4831 | 3.4831
2022-12-30 14:00 | 3.1616 | 3.1616
2022-12-30 14:30 | 4.1261 | 4.1261
2022-12-30 15:00 | 3.6974 | 3.6974
2022-12-30 15:30 | 4.0189 | 4.0189
2022-12-30 16:00 | 3.6974 | 3.6974
2022-12-30 16:30 | 4.0189 | 4.0189
2022-12-30 17:00 | 4.2333 | 4.2333
2022-12-30 17:30 | 4.2869 | 4.2869
2022-12-30 18:00 | 3.9654 | 3.9654
2022-12-30 18:30 | 4.0189 | 4.0189
2022-12-30 19:00 | 3.9118 | 3.9118
2022-12-30 19:30 | 3.9654 | 3.9654
2022-12-30 20:00 | 3.9118 | 3.9118
2022-12-30 20:30 | 3.6974 | 3.6974
2022-12-30 21:00 | 3.4831 | 3.4831
2022-12-30 21:30 | 3.5903 | 3.5903
2022-12-30 22:00 | 3.2687 | 3.2687
2022-12-30 22:30 | 3.1616 | 3.1616
2022-12-30 23:00 | 3.0544 | 3.0544
2022-12-30 23:30 | 2.8401 | 2.8401
2022-12-31 | 2.8401 | 2.8401
2022-12-31 00:30 | 2.7329 | 2.7329
2022-12-31 01:00 | 2.5185 | 2.5185
2022-12-31 01:30 | 2.5185 | 2.5185
2022-12-31 02:00 | 2.465 | 2.465
2022-12-31 02:30 | 2.465 | 2.465
2022-12-31 03:00 | 2.4114 | 2.4114
2022-12-31 03:30 | 2.4114 | 2.4114
2022-12-31 04:00 | 2.4114 | 2.4114
2022-12-31 04:30 | 2.4114 | 2.4114
2022-12-31 05:00 | 2.3578 | 2.3578
2022-12-31 05:30 | 2.3042 | 2.3042
2022-12-31 06:00 | 2.2506 | 2.2506
2022-12-31 06:30 | 2.5185 | 2.5185
2022-12-31 07:00 | 2.3578 | 2.3578
2022-12-31 07:30 | 2.3578 | 2.3578
2022-12-31 08:00 | 2.2506 | 2.2506
2022-12-31 08:30 | 2.4114 | 2.4114
2022-12-31 09:00 | 2.3042 | 2.3042
2022-12-31 09:30 | 2.3042 | 2.3042
2022-12-31 10:00 | 2.4114 | 2.4114
2022-12-31 10:30 | 2.8401 | 2.8401
2022-12-31 11:00 | 2.8215 | 2.8215
2022-12-31 11:30 | 3.2152 | 3.2152
2022-12-31 12:00 | 2.6793 | 2.6793
2022-12-31 12:30 | 2.7865 | 2.7865
2022-12-31 13:00 | 3.2152 | 3.2152
2022-12-31 13:30 | 3.5903 | 3.5903
2022-12-31 14:00 | 3.3759 | 3.3759
2022-12-31 14:30 | 3.108 | 3.108
2022-12-31 15:00 | 3.2687 | 3.2687
2022-12-31 15:30 | 3.4831 | 3.4831
2022-12-31 16:00 | 3.5367 | 3.5367
2022-12-31 16:30 | 3.6974 | 3.6974
2022-12-31 17:00 | 4.2869 | 4.2869
2022-12-31 17:30 | 4.3405 | 4.3405
2022-12-31 18:00 | 4.0725 | 4.0725
2022-12-31 18:30 | 3.8046 | 3.8046
2022-12-31 19:00 | 3.5903 | 3.5903
2022-12-31 19:30 | 3.4295 | 3.4295
2022-12-31 20:00 | 3.4831 | 3.4831
2022-12-31 20:30 | 3.3759 | 3.3759
2022-12-31 21:00 | 3.2687 | 3.2687
2022-12-31 21:30 | 3.2152 | 3.2152
2022-12-31 22:00 | 3.0544 | 3.0544
2022-12-31 22:30 | 3.0045 | 3.0045
2022-12-31 23:00 | 2.8401 | 2.8401
2022-12-31 23:30 | 2.7865 | 2.7865
2023-01-01 | 2.6257 | 2.6257
2023-01-01 00:30 | 2.6257 | 2.6257
2023-01-01 01:00 | 2.5185 | 2.5185
2023-01-01 01:30 | 2.465 | 2.465
2023-01-01 02:00 | 2.4114 | 2.4114
2023-01-01 02:30 | 2.4114 | 2.4114
2023-01-01 03:00 | 2.3042 | 2.3042
2023-01-01 03:30 | 2.3042 | 2.3042
2023-01-01 04:00 | 2.3578 | 2.3578
2023-01-01 04:30 | 2.4114 | 2.4114
2023-01-01 05:00 | 2.3042 | 2.3042
2023-01-01 05:30 | 2.3042 | 2.3042
2023-01-01 06:00 | 2.3042 | 2.3042
2023-01-01 06:30 | 2.2506 | 2.2506
2023-01-01 07:00 | 2.3042 | 2.3042
2023-01-01 07:30 | 2.3578 | 2.3578
2023-01-01 08:00 | 2.465 | 2.465
2023-01-01 08:30 | 2.3042 | 2.3042
2023-01-01 09:00 | 2.197 | 2.197
2023-01-01 09:30 | 2.3578 | 2.3578
2023-01-01 10:00 | 2.5721 | 2.5721
2023-01-01 10:30 | 2.197 | 2.197
2023-01-01 11:00 | 2.4114 | 2.4114
2023-01-01 11:30 | 1.9291 | 1.9291
2023-01-01 12:00 | 1.9827 | 1.9827
2023-01-01 12:30 | 2.8401 | 2.8401
2023-01-01 13:00 | 2.8401 | 2.8401
2023-01-01 13:30 | 2.6793 | 2.6793
2023-01-01 14:00 | 2.6257 | 2.6257
2023-01-01 14:30 | 2.6257 | 2.6257
2023-01-01 15:00 | 2.8936 | 2.8936
2023-01-01 15:30 | 2.8401 | 2.8401
2023-01-01 16:00 | 2.9472 | 2.9472
2023-01-01 16:30 | 3.4295 | 3.4295
2023-01-01 17:00 | 3.9118 | 3.9118
2023-01-01 17:30 | 3.4295 | 3.4295
2023-01-01 18:00 | 3.4295 | 3.4295
2023-01-01 18:30 | 3.6974 | 3.6974
2023-01-01 19:00 | 3.5903 | 3.5903
2023-01-01 19:30 | 3.4831 | 3.4831
2023-01-01 20:00 | 3.4831 | 3.4831
2023-01-01 20:30 | 3.3759 | 3.3759
2023-01-01 21:00 | 3.2152 | 3.2152
2023-01-01 21:30 | 3.1616 | 3.1616
2023-01-01 22:00 | 3.0008 | 3.0008
2023-01-01 22:30 | 2.8401 | 2.8401
2023-01-01 23:00 | 2.7329 | 2.7329
2023-01-01 23:30 | 2.5721 | 2.5721
2023-01-02 | 2.4114 | 2.4114
2023-01-02 00:30 | 2.4114 | 2.4114
2023-01-02 01:00 | 2.5185 | 2.5185
2023-01-02 01:30 | 2.3042 | 2.3042
2023-01-02 02:00 | 2.3042 | 2.3042
2023-01-02 02:30 | 2.3042 | 2.3042
2023-01-02 03:00 | 2.4114 | 2.4114
2023-01-02 03:30 | 2.3042 | 2.3042
2023-01-02 04:00 | 2.3042 | 2.3042
2023-01-02 04:30 | 2.3578 | 2.3578
2023-01-02 05:00 | 2.4114 | 2.4114
2023-01-02 05:30 | 2.4114 | 2.4114
2023-01-02 06:00 | 2.4114 | 2.4114
2023-01-02 06:30 | 2.465 | 2.465
2023-01-02 07:00 | 2.5721 | 2.5721
2023-01-02 07:30 | 2.5185 | 2.5185
2023-01-02 08:00 | 2.4114 | 2.4114
2023-01-02 08:30 | 2.5185 | 2.5185
2023-01-02 09:00 | 2.6257 | 2.6257
2023-01-02 09:30 | 2.6793 | 2.6793
2023-01-02 10:00 | 2.5185 | 2.5185
2023-01-02 10:30 | 2.3042 | 2.3042
2023-01-02 11:00 | 2.6793 | 2.6793
2023-01-02 11:30 | 2.8401 | 2.8401
2023-01-02 12:00 | 2.5185 | 2.5185
2023-01-02 12:30 | 2.7096 | 2.7096
2023-01-02 13:00 | 3.0548 | 3.0548
2023-01-02 13:30 | 3.0544 | 3.0544
2023-01-02 14:00 | 3.2687 | 3.2687
2023-01-02 14:30 | 2.6793 | 2.6793
2023-01-02 15:00 | 3.3223 | 3.3223
2023-01-02 15:30 | 3.1616 | 3.1616
2023-01-02 16:00 | 3.3759 | 3.3759
2023-01-02 16:30 | 3.108 | 3.108
2023-01-02 17:00 | 3.2687 | 3.2687
2023-01-02 17:30 | 3.4295 | 3.4295
2023-01-02 18:00 | 3.4831 | 3.4831
2023-01-02 18:30 | 3.4831 | 3.4831
2023-01-02 19:00 | 3.4831 | 3.4831
2023-01-02 19:30 | 3.1616 | 3.1616
2023-01-02 20:00 | 3.2687 | 3.2687
2023-01-02 20:30 | 3.0008 | 3.0008
2023-01-02 21:00 | 2.8401 | 2.8401
2023-01-02 21:30 | 2.9472 | 2.9472
2023-01-02 22:00 | 2.8401 | 2.8401
2023-01-02 22:30 | 2.7329 | 2.7329
2023-01-02 23:00 | 2.5185 | 2.5185
2023-01-02 23:30 | 2.4114 | 2.4114
2023-01-03 | 2.4114 | 2.4114
2023-01-03 00:30 | 2.3042 | 2.3042
2023-01-03 01:00 | 2.197 | 2.197
2023-01-03 01:30 | 2.3042 | 2.3042
2023-01-03 02:00 | 2.3042 | 2.3042
2023-01-03 02:30 | 2.0899 | 2.0899
2023-01-03 03:00 | 2.197 | 2.197
2023-01-03 03:30 | 2.197 | 2.197
2023-01-03 04:00 | 2.1434 | 2.1434
2023-01-03 04:30 | 2.3042 | 2.3042
2023-01-03 05:00 | 2.3042 | 2.3042
2023-01-03 05:30 | 2.4114 | 2.4114
2023-01-03 06:00 | 2.3042 | 2.3042
2023-01-03 06:30 | 2.5185 | 2.5185
2023-01-03 07:00 | 2.5185 | 2.5185
2023-01-03 07:30 | 2.5185 | 2.5185
2023-01-03 08:00 | 2.6793 | 2.6793
2023-01-03 08:30 | 2.465 | 2.465
2023-01-03 09:00 | 2.6793 | 2.6793
2023-01-03 09:30 | 2.6793 | 2.6793
2023-01-03 10:00 | 2.6257 | 2.6257
2023-01-03 10:30 | 2.4114 | 2.4114
2023-01-03 11:00 | 2.5185 | 2.5185
2023-01-03 11:30 | 2.465 | 2.465
2023-01-03 12:00 | 2.9472 | 2.9472
2023-01-03 12:30 | 2.6257 | 2.6257
2023-01-03 13:00 | 2.8401 | 2.8401
2023-01-03 13:30 | 2.7865 | 2.7865
2023-01-03 14:00 | 2.9472 | 2.9472
2023-01-03 14:30 | 2.8401 | 2.8401
2023-01-03 15:00 | 2.9472 | 2.9472
2023-01-03 15:30 | 2.8401 | 2.8401
2023-01-03 16:00 | 2.8401 | 2.8401
2023-01-03 16:30 | 2.9472 | 2.9472
2023-01-03 17:00 | 3.0544 | 3.0544
2023-01-03 17:30 | 3.0544 | 3.0544
2023-01-03 18:00 | 3.2503 | 3.2503
2023-01-03 18:30 | 3.2152 | 3.2152
2023-01-03 19:00 | 3.3759 | 3.3759
2023-01-03 19:30 | 3.2687 | 3.2687
2023-01-03 20:00 | 3.2687 | 3.2687
2023-01-03 20:30 | 3.1616 | 3.1616
2023-01-03 21:00 | 2.9472 | 2.9472
2023-01-03 21:30 | 2.8936 | 2.8936
2023-01-03 22:00 | 2.6818 | 2.6818
2023-01-03 22:30 | 2.6257 | 2.6257
2023-01-03 23:00 | 2.465 | 2.465
2023-01-03 23:30 | 2.4114 | 2.4114
2023-01-04 | 2.3864 | 2.3864
2023-01-04 00:30 | 2.3578 | 2.3578
2023-01-04 01:00 | 2.3042 | 2.3042
2023-01-04 01:30 | 2.3042 | 2.3042
2023-01-04 02:00 | 2.234 | 2.234
2023-01-04 02:30 | 2.0899 | 2.0899
2023-01-04 03:00 | 2.197 | 2.197
2023-01-04 03:30 | 2.197 | 2.197
2023-01-04 04:00 | 2.197 | 2.197
2023-01-04 04:30 | 2.197 | 2.197
2023-01-04 05:00 | 2.3042 | 2.3042
2023-01-04 05:30 | 2.3981 | 2.3981
2023-01-04 06:00 | 2.4114 | 2.4114
2023-01-04 06:30 | 2.5185 | 2.5185
2023-01-04 07:00 | 2.5721 | 2.5721
2023-01-04 07:30 | 2.5721 | 2.5721
2023-01-04 08:00 | 2.5185 | 2.5185
2023-01-04 08:30 | 2.5185 | 2.5185
2023-01-04 09:00 | 2.9472 | 2.9472
2023-01-04 09:30 | 2.2506 | 2.2506
2023-01-04 10:00 | 2.4114 | 2.4114
2023-01-04 10:30 | 2.465 | 2.465
2023-01-04 11:00 | 2.7329 | 2.7329
2023-01-04 11:30 | 2.9472 | 2.9472
2023-01-04 12:00 | 3.4831 | 3.4831
2023-01-04 12:30 | 3.3759 | 3.3759
2023-01-04 13:00 | 3.0544 | 3.0544
2023-01-04 13:30 | 2.8401 | 2.8401
2023-01-04 14:00 | 2.6257 | 2.6257
2023-01-04 14:30 | 2.8401 | 2.8401
2023-01-04 15:00 | 2.8936 | 2.8936
2023-01-04 15:30 | 2.7865 | 2.7865
2023-01-04 16:00 | 3.5367 | 3.5367
2023-01-04 16:30 | 3.6974 | 3.6974
2023-01-04 17:00 | 3.5903 | 3.5903
2023-01-04 17:30 | 3.5367 | 3.5367
2023-01-04 18:00 | 3.4831 | 3.4831
2023-01-04 18:30 | 3.5367 | 3.5367
2023-01-04 19:00 | 3.751 | 3.751
2023-01-04 19:30 | 3.751 | 3.751
2023-01-04 20:00 | 3.6438 | 3.6438
2023-01-04 20:30 | 3.4295 | 3.4295
2023-01-04 21:00 | 3.3223 | 3.3223
2023-01-04 21:30 | 3.2152 | 3.2152
2023-01-04 22:00 | 3.0008 | 3.0008
2023-01-04 22:30 | 2.7865 | 2.7865
2023-01-04 23:00 | 2.8401 | 2.8401
2023-01-04 23:30 | 2.6257 | 2.6257
2023-01-05 | 2.5185 | 2.5185
2023-01-05 00:30 | 2.5185 | 2.5185
2023-01-05 01:00 | 2.5185 | 2.5185
2023-01-05 01:30 | 2.4114 | 2.4114
2023-01-05 02:00 | 2.3578 | 2.3578
2023-01-05 02:30 | 2.3578 | 2.3578
2023-01-05 03:00 | 2.3578 | 2.3578
2023-01-05 03:30 | 2.3578 | 2.3578
2023-01-05 04:00 | 2.197 | 2.197
2023-01-05 04:30 | 2.3042 | 2.3042
2023-01-05 05:00 | 2.3042 | 2.3042
2023-01-05 05:30 | 2.5185 | 2.5185
2023-01-05 06:00 | 2.4114 | 2.4114
2023-01-05 06:30 | 2.4114 | 2.4114
2023-01-05 07:00 | 2.5185 | 2.5185
2023-01-05 07:30 | 2.6257 | 2.6257
2023-01-05 08:00 | 2.6257 | 2.6257
2023-01-05 08:30 | 2.6257 | 2.6257
2023-01-05 09:00 | 2.465 | 2.465
2023-01-05 09:30 | 2.3578 | 2.3578
2023-01-05 10:00 | 2.2506 | 2.2506
2023-01-05 10:30 | 2.3042 | 2.3042
2023-01-05 11:00 | 2.197 | 2.197
2023-01-05 11:30 | 2.0899 | 2.0899
2023-01-05 12:00 | 2.197 | 2.197
2023-01-05 12:30 | 2.3578 | 2.3578
2023-01-05 13:00 | 2.5185 | 2.5185
2023-01-05 13:30 | 2.465 | 2.465
2023-01-05 14:00 | 2.465 | 2.465
2023-01-05 14:30 | 2.7865 | 2.7865
2023-01-05 15:00 | 2.8936 | 2.8936
2023-01-05 15:30 | 2.9472 | 2.9472
2023-01-05 16:00 | 3.3223 | 3.3223
2023-01-05 16:30 | 3.1616 | 3.1616
2023-01-05 17:00 | 3.5903 | 3.5903
2023-01-05 17:30 | 3.6974 | 3.6974
2023-01-05 18:00 | 4.0189 | 4.0189
2023-01-05 18:30 | 3.9654 | 3.9654
2023-01-05 19:00 | 4.0013 | 4.0013
2023-01-05 19:30 | 3.9654 | 3.9654
2023-01-05 20:00 | 3.9654 | 3.9654
2023-01-05 20:30 | 3.6438 | 3.6438
2023-01-05 21:00 | 3.3759 | 3.3759
2023-01-05 21:30 | 3.3759 | 3.3759
2023-01-05 22:00 | 3.1616 | 3.1616
2023-01-05 22:30 | 3.0008 | 3.0008
2023-01-05 23:00 | 2.7329 | 2.7329
2023-01-05 23:30 | 2.6257 | 2.6257
2023-01-06 | 2.6257 | 2.6257
2023-01-06 00:30 | 2.4114 | 2.4114
2023-01-06 01:00 | 2.4114 | 2.4114
2023-01-06 01:30 | 2.4114 | 2.4114
2023-01-06 02:00 | 2.3578 | 2.3578
2023-01-06 02:30 | 2.3042 | 2.3042
2023-01-06 03:00 | 2.197 | 2.197
2023-01-06 03:30 | 2.2506 | 2.2506
2023-01-06 04:00 | 2.3042 | 2.3042
2023-01-06 04:30 | 2.3042 | 2.3042
2023-01-06 05:00 | 2.3042 | 2.3042
2023-01-06 05:30 | 2.3578 | 2.3578
2023-01-06 06:00 | 2.3578 | 2.3578
2023-01-06 06:30 | 2.3042 | 2.3042
2023-01-06 07:00 | 2.4114 | 2.4114
2023-01-06 07:30 | 2.4114 | 2.4114
2023-01-06 08:00 | 2.4114 | 2.4114
2023-01-06 08:30 | 2.197 | 2.197
2023-01-06 09:00 | 2.4114 | 2.4114
2023-01-06 09:30 | 2.465 | 2.465
2023-01-06 10:00 | 2.197 | 2.197
2023-01-06 10:30 | 2.465 | 2.465
2023-01-06 11:00 | 2.465 | 2.465
2023-01-06 11:30 | 2.5185 | 2.5185
2023-01-06 12:00 | 2.465 | 2.465
2023-01-06 12:30 | 2.5185 | 2.5185
2023-01-06 13:00 | 2.8401 | 2.8401
2023-01-06 13:30 | 3.0008 | 3.0008
2023-01-06 14:00 | 3.2152 | 3.2152
2023-01-06 14:30 | 3.108 | 3.108
2023-01-06 15:00 | 3.2687 | 3.2687
2023-01-06 15:30 | 3.5367 | 3.5367
2023-01-06 16:00 | 3.6974 | 3.6974
2023-01-06 16:30 | 4.0189 | 4.0189
2023-01-06 17:00 | 4.0725 | 4.0725
2023-01-06 17:30 | 4.0189 | 4.0189
2023-01-06 18:00 | 4.2333 | 4.2333
2023-01-06 18:30 | 4.2333 | 4.2333
2023-01-06 19:00 | 4.3941 | 4.3941
2023-01-06 19:30 | 4.2333 | 4.2333
2023-01-06 20:00 | 4.1261 | 4.1261
2023-01-06 20:30 | 3.9118 | 3.9118
2023-01-06 21:00 | 3.6438 | 3.6438
2023-01-06 21:30 | 3.5359 | 3.5359
2023-01-06 22:00 | 3.3759 | 3.3759
2023-01-06 22:30 | 3.1369 | 3.1369
2023-01-06 23:00 | 2.979 | 2.979
2023-01-06 23:30 | 2.814 | 2.814
2023-01-07 | 2.7732 | 2.7732
2023-01-07 00:30 | 2.6859 | 2.6859
2023-01-07 01:00 | 2.5729 | 2.5729
2023-01-07 01:30 | 2.6755 | 2.6755
2023-01-07 02:00 | 2.5721 | 2.5721
2023-01-07 02:30 | 2.466 | 2.466
2023-01-07 03:00 | 2.4114 | 2.4114
2023-01-07 03:30 | 2.3723 | 2.3723
2023-01-07 04:00 | 2.4114 | 2.4114
2023-01-07 04:30 | 2.3578 | 2.3578
2023-01-07 05:00 | 2.4114 | 2.4114
2023-01-07 05:30 | 2.5185 | 2.5185
2023-01-07 06:00 | 2.3578 | 2.3578
2023-01-07 06:30 | 2.5185 | 2.5185
2023-01-07 07:00 | 2.4762 | 2.4762
2023-01-07 07:30 | 2.4766 | 2.4766
2023-01-07 08:00 | 2.3964 | 2.3964
2023-01-07 08:30 | 2.5914 | 2.5914
2023-01-07 09:00 | 2.6793 | 2.6793
2023-01-07 09:30 | 2.5585 | 2.5585
2023-01-07 10:00 | 2.7865 | 2.7865
2023-01-07 10:30 | 2.7865 | 2.7865
2023-01-07 11:00 | 2.8936 | 2.8936
2023-01-07 11:30 | 3.0544 | 3.0544
2023-01-07 12:00 | 3.2687 | 3.2687
2023-01-07 12:30 | 3.8046 | 3.8046
2023-01-07 13:00 | 3.751 | 3.751
2023-01-07 13:30 | 3.8582 | 3.8582
2023-01-07 14:00 | 3.6974 | 3.6974
2023-01-07 14:30 | 3.8046 | 3.8046
2023-01-07 15:00 | 3.8881 | 3.8881
2023-01-07 15:30 | 4.0168 | 4.0168
2023-01-07 16:00 | 3.9118 | 3.9118
2023-01-07 16:30 | 3.89 | 3.89
2023-01-07 17:00 | 3.9118 | 3.9118
2023-01-07 17:30 | 4.1261 | 4.1261
2023-01-07 18:00 | 4.662 | 4.662
2023-01-07 18:30 | 4.662 | 4.662
2023-01-07 19:00 | 4.5548 | 4.5548
2023-01-07 19:30 | 4.4246 | 4.4246
2023-01-07 20:00 | 4.3405 | 4.3405
2023-01-07 20:30 | 4.0189 | 4.0189
2023-01-07 21:00 | 3.751 | 3.751
2023-01-07 21:30 | 3.6741 | 3.6741
2023-01-07 22:00 | 3.4831 | 3.4831
2023-01-07 22:30 | 3.2687 | 3.2687
2023-01-07 23:00 | 3.2152 | 3.2152
2023-01-07 23:30 | 3.0544 | 3.0544
2023-01-08 | 2.9446 | 2.9446
2023-01-08 00:30 | 2.8401 | 2.8401
2023-01-08 01:00 | 2.7329 | 2.7329
2023-01-08 01:30 | 2.6257 | 2.6257
2023-01-08 02:00 | 2.6793 | 2.6793
2023-01-08 02:30 | 2.6793 | 2.6793
2023-01-08 03:00 | 2.6793 | 2.6793
2023-01-08 03:30 | 2.6257 | 2.6257
2023-01-08 04:00 | 2.6257 | 2.6257
2023-01-08 04:30 | 2.6351 | 2.6351
2023-01-08 05:00 | 2.7329 | 2.7329
2023-01-08 05:30 | 2.7865 | 2.7865
2023-01-08 06:00 | 2.6257 | 2.6257
2023-01-08 06:30 | 2.5721 | 2.5721
2023-01-08 07:00 | 2.6257 | 2.6257
2023-01-08 07:30 | 2.6793 | 2.6793
2023-01-08 08:00 | 2.7329 | 2.7329
2023-01-08 08:30 | 3.0008 | 3.0008
2023-01-08 09:00 | 2.7818 | 2.7818
2023-01-08 09:30 | 2.5721 | 2.5721
2023-01-08 10:00 | 3.0008 | 3.0008
2023-01-08 10:30 | 2.6257 | 2.6257
2023-01-08 11:00 | 3.2687 | 3.2687
2023-01-08 11:30 | 3.108 | 3.108
2023-01-08 12:00 | 2.8936 | 2.8936
2023-01-08 12:30 | 3.0544 | 3.0544
2023-01-08 13:00 | 3.6974 | 3.6974
2023-01-08 13:30 | 3.1616 | 3.1616
2023-01-08 14:00 | 3.4831 | 3.4831
2023-01-08 14:30 | 3.9118 | 3.9118
2023-01-08 15:00 | 4.1261 | 4.1261
2023-01-08 15:30 | 3.9118 | 3.9118
2023-01-08 16:00 | 3.6974 | 3.6974
2023-01-08 16:30 | 3.5903 | 3.5903
2023-01-08 17:00 | 4.0189 | 4.0189
2023-01-08 17:30 | 4.1797 | 4.1797
2023-01-08 18:00 | 4.2333 | 4.2333
2023-01-08 18:30 | 4.1797 | 4.1797
2023-01-08 19:00 | 4.2333 | 4.2333
2023-01-08 19:30 | 4.1474 | 4.1474
2023-01-08 20:00 | 4.0725 | 4.0725
2023-01-08 20:30 | 3.8582 | 3.8582
2023-01-08 21:00 | 3.6438 | 3.6438
2023-01-08 21:30 | 3.4267 | 3.4267
2023-01-08 22:00 | 3.2709 | 3.2709
2023-01-08 22:30 | 3.108 | 3.108
2023-01-08 23:00 | 3.0544 | 3.0544
2023-01-08 23:30 | 2.9472 | 2.9472
2023-01-09 | 2.7865 | 2.7865
2023-01-09 00:30 | 2.7329 | 2.7329
2023-01-09 01:00 | 2.7329 | 2.7329
2023-01-09 01:30 | 2.7865 | 2.7865
2023-01-09 02:00 | 2.6257 | 2.6257
2023-01-09 02:30 | 2.5366 | 2.5366
2023-01-09 03:00 | 2.5185 | 2.5185
2023-01-09 03:30 | 2.5721 | 2.5721
2023-01-09 04:00 | 2.5721 | 2.5721
2023-01-09 04:30 | 2.6793 | 2.6793
2023-01-09 05:00 | 2.6793 | 2.6793
2023-01-09 05:30 | 2.8401 | 2.8401
2023-01-09 06:00 | 2.8401 | 2.8401
2023-01-09 06:30 | 2.8936 | 2.8936
2023-01-09 07:00 | 2.9472 | 2.9472
2023-01-09 07:30 | 3.0008 | 3.0008
2023-01-09 08:00 | 3.0544 | 3.0544
2023-01-09 08:30 | 2.9472 | 2.9472
2023-01-09 09:00 | 3.0544 | 3.0544
2023-01-09 09:30 | 2.8401 | 2.8401
2023-01-09 10:00 | 2.7865 | 2.7865
2023-01-09 10:30 | 2.8401 | 2.8401
2023-01-09 11:00 | 2.9472 | 2.9472
2023-01-09 11:30 | 3.4831 | 3.4831
2023-01-09 12:00 | 3.6438 | 3.6438
2023-01-09 12:30 | 3.4295 | 3.4295
2023-01-09 13:00 | 3.751 | 3.751
2023-01-09 13:30 | 4.0189 | 4.0189
2023-01-09 14:00 | 3.8582 | 3.8582
2023-01-09 14:30 | 4.0189 | 4.0189
2023-01-09 15:00 | 3.8046 | 3.8046
2023-01-09 15:30 | 4.0719 | 4.0719
2023-01-09 16:00 | 4.3547 | 4.3547
2023-01-09 16:30 | 4.5619 | 4.5619
2023-01-09 17:00 | 4.7692 | 4.7692
2023-01-09 17:30 | 4.3878 | 4.3878
2023-01-09 18:00 | 4.8763 | 4.8763
2023-01-09 18:30 | 4.7692 | 4.7692
2023-01-09 19:00 | 4.7692 | 4.7692
2023-01-09 19:30 | 4.7692 | 4.7692
2023-01-09 20:00 | 4.4476 | 4.4476
2023-01-09 20:30 | 4.2333 | 4.2333
2023-01-09 21:00 | 4.0189 | 4.0189
2023-01-09 21:30 | 3.751 | 3.751
2023-01-09 22:00 | 3.6438 | 3.6438
2023-01-09 22:30 | 3.3759 | 3.3759
2023-01-09 23:00 | 3.1616 | 3.1616
2023-01-09 23:30 | 3.0544 | 3.0544
2023-01-10 | 2.9366 | 2.9366
2023-01-10 00:30 | 2.8936 | 2.8936
2023-01-10 01:00 | 2.8401 | 2.8401
2023-01-10 01:30 | 2.7865 | 2.7865
2023-01-10 02:00 | 2.7041 | 2.7041
2023-01-10 02:30 | 2.6257 | 2.6257
2023-01-10 03:00 | 2.6687 | 2.6687
2023-01-10 03:30 | 2.6257 | 2.6257
2023-01-10 04:00 | 2.5832 | 2.5832
2023-01-10 04:30 | 2.5721 | 2.5721
2023-01-10 05:00 | 2.6257 | 2.6257
2023-01-10 05:30 | 2.7865 | 2.7865
2023-01-10 06:00 | 2.7865 | 2.7865
2023-01-10 06:30 | 2.9315 | 2.9315
2023-01-10 07:00 | 2.9472 | 2.9472
2023-01-10 07:30 | 2.9075 | 2.9075
2023-01-10 08:00 | 3.0935 | 3.0935
2023-01-10 08:30 | 3.2687 | 3.2687
2023-01-10 09:00 | 3.3107 | 3.3107
2023-01-10 09:30 | 3.2687 | 3.2687
2023-01-10 10:00 | 3.678 | 3.678
2023-01-10 10:30 | 3.3759 | 3.3759
2023-01-10 11:00 | 3.4831 | 3.4831
2023-01-10 11:30 | 3.4629 | 3.4629
2023-01-10 12:00 | 3.1616 | 3.1616
2023-01-10 12:30 | 3.4295 | 3.4295
2023-01-10 13:00 | 3.8388 | 3.8388
2023-01-10 13:30 | 4.0725 | 4.0725
2023-01-10 14:00 | 3.8046 | 3.8046
2023-01-10 14:30 | 4.0393 | 4.0393
2023-01-10 15:00 | 4.0725 | 4.0725
2023-01-10 15:30 | 4.6974 | 4.6974
2023-01-10 16:00 | 4.7422 | 4.7422
2023-01-10 16:30 | 4.4921 | 4.4921
2023-01-10 17:00 | 4.2869 | 4.2869
2023-01-10 17:30 | 4.1797 | 4.1797
2023-01-10 18:00 | 4.4096 | 4.4096
2023-01-10 18:30 | 4.7692 | 4.7692
2023-01-10 19:00 | 4.6198 | 4.6198
2023-01-10 19:30 | 4.6084 | 4.6084
2023-01-10 20:00 | 4.3941 | 4.3941
2023-01-10 20:30 | 4.1797 | 4.1797
2023-01-10 21:00 | 3.8046 | 3.8046
2023-01-10 21:30 | 3.8046 | 3.8046
2023-01-10 22:00 | 3.4831 | 3.4831
2023-01-10 22:30 | 3.2152 | 3.2152
2023-01-10 23:00 | 3.0544 | 3.0544
2023-01-10 23:30 | 2.9472 | 2.9472
2023-01-11 | 2.8401 | 2.8401
2023-01-11 00:30 | 2.8401 | 2.8401
2023-01-11 01:00 | 2.7329 | 2.7329
2023-01-11 01:30 | 2.6793 | 2.6793
2023-01-11 02:00 | 2.6793 | 2.6793
2023-01-11 02:30 | 2.6257 | 2.6257
2023-01-11 03:00 | 2.5721 | 2.5721
2023-01-11 03:30 | 2.6793 | 2.6793
2023-01-11 04:00 | 2.5721 | 2.5721
2023-01-11 04:30 | 2.6257 | 2.6257
2023-01-11 05:00 | 2.7865 | 2.7865
2023-01-11 05:30 | 2.9472 | 2.9472
2023-01-11 06:00 | 3.0008 | 3.0008
2023-01-11 06:30 | 3.0008 | 3.0008
2023-01-11 07:00 | 3.0544 | 3.0544
2023-01-11 07:30 | 3.0825 | 3.0825
2023-01-11 08:00 | 3.0544 | 3.0544
2023-01-11 08:30 | 3.0725 | 3.0725
2023-01-11 09:00 | 2.9472 | 2.9472
2023-01-11 09:30 | 3.0544 | 3.0544
2023-01-11 10:00 | 3.0544 | 3.0544
2023-01-11 10:30 | 2.6257 | 2.6257
2023-01-11 11:00 | 2.5721 | 2.5721
2023-01-11 11:30 | 2.5185 | 2.5185
2023-01-11 12:00 | 2.5185 | 2.5185
2023-01-11 12:30 | 2.7395 | 2.7395
2023-01-11 13:00 | 2.6793 | 2.6793
2023-01-11 13:30 | 2.197 | 2.197
2023-01-11 14:00 | 2.7329 | 2.7329
2023-01-11 14:30 | 2.6793 | 2.6793
2023-01-11 15:00 | 3.0008 | 3.0008
2023-01-11 15:30 | 3.3223 | 3.3223
2023-01-11 16:00 | 3.6866 | 3.6866
2023-01-11 16:30 | 3.751 | 3.751
2023-01-11 17:00 | 3.9939 | 3.9939
2023-01-11 17:30 | 4.2333 | 4.2333
2023-01-11 18:00 | 4.4476 | 4.4476
2023-01-11 18:30 | 4.7692 | 4.7692
2023-01-11 19:00 | 4.7156 | 4.7156
2023-01-11 19:30 | 4.5012 | 4.5012
2023-01-11 20:00 | 4.5072 | 4.5072
2023-01-11 20:30 | 4.1261 | 4.1261
2023-01-11 21:00 | 3.6974 | 3.6974
2023-01-11 21:30 | 3.4831 | 3.4831
2023-01-11 22:00 | 3.1616 | 3.1616
2023-01-11 22:30 | 2.8401 | 2.8401
2023-01-11 23:00 | 2.7329 | 2.7329
2023-01-11 23:30 | 2.6793 | 2.6793
2023-01-12 | 2.5721 | 2.5721
2023-01-12 00:30 | 2.465 | 2.465
2023-01-12 01:00 | 2.465 | 2.465
2023-01-12 01:30 | 2.5185 | 2.5185
2023-01-12 02:00 | 2.465 | 2.465
2023-01-12 02:30 | 2.4114 | 2.4114
2023-01-12 03:00 | 2.4114 | 2.4114
2023-01-12 03:30 | 2.465 | 2.465
2023-01-12 04:00 | 2.3776 | 2.3776
2023-01-12 04:30 | 2.3578 | 2.3578
2023-01-12 05:00 | 2.5185 | 2.5185
2023-01-12 05:30 | 2.7865 | 2.7865
2023-01-12 06:00 | 2.5721 | 2.5721
2023-01-12 06:30 | 2.6793 | 2.6793
2023-01-12 07:00 | 2.8401 | 2.8401
2023-01-12 07:30 | 2.6491 | 2.6491
2023-01-12 08:00 | 2.8401 | 2.8401
2023-01-12 08:30 | 2.9241 | 2.9241
2023-01-12 09:00 | 3.0544 | 3.0544
2023-01-12 09:30 | 3.108 | 3.108
2023-01-12 10:00 | 2.9472 | 2.9472
2023-01-12 10:30 | 3.3759 | 3.3759
2023-01-12 11:00 | 3.3223 | 3.3223
2023-01-12 11:30 | 3.1616 | 3.1616
2023-01-12 12:00 | 2.9472 | 2.9472
2023-01-12 12:30 | 3.2139 | 3.2139
2023-01-12 13:00 | 3.3759 | 3.3759
2023-01-12 13:30 | 3.5903 | 3.5903
2023-01-12 14:00 | 3.9118 | 3.9118
2023-01-12 14:30 | 4.7605 | 4.7605
2023-01-12 15:00 | 4.2333 | 4.2333
2023-01-12 15:30 | 3.2687 | 3.2687
2023-01-12 16:00 | 3.6438 | 3.6438
2023-01-12 16:30 | 3.8074 | 3.8074
2023-01-12 17:00 | 3.6438 | 3.6438
2023-01-12 17:30 | 3.5903 | 3.5903
2023-01-12 18:00 | 3.5367 | 3.5367
2023-01-12 18:30 | 3.5367 | 3.5367
2023-01-12 19:00 | 3.6974 | 3.6974
2023-01-12 19:30 | 3.4831 | 3.4831
2023-01-12 20:00 | 3.3755 | 3.3755
2023-01-12 20:30 | 3.2969 | 3.2969
2023-01-12 21:00 | 3.2152 | 3.2152
2023-01-12 21:30 | 3.1616 | 3.1616
2023-01-12 22:00 | 2.9472 | 2.9472
2023-01-12 22:30 | 2.6873 | 2.6873
2023-01-12 23:00 | 2.6052 | 2.6052
2023-01-12 23:30 | 2.5573 | 2.5573
2023-01-13 | 2.5185 | 2.5185
2023-01-13 00:30 | 2.3578 | 2.3578
2023-01-13 01:00 | 2.3578 | 2.3578
2023-01-13 01:30 | 2.3042 | 2.3042
2023-01-13 02:00 | 2.3578 | 2.3578
2023-01-13 02:30 | 2.197 | 2.197
2023-01-13 03:00 | 2.2506 | 2.2506
2023-01-13 03:30 | 2.197 | 2.197
2023-01-13 04:00 | 2.2506 | 2.2506
2023-01-13 04:30 | 2.4114 | 2.4114
2023-01-13 05:00 | 2.3578 | 2.3578
2023-01-13 05:30 | 2.465 | 2.465
2023-01-13 06:00 | 2.4114 | 2.4114
2023-01-13 06:30 | 2.7329 | 2.7329
2023-01-13 07:00 | 2.7865 | 2.7865
2023-01-13 07:30 | 2.7329 | 2.7329
2023-01-13 08:00 | 2.7865 | 2.7865
2023-01-13 08:30 | 2.8401 | 2.8401
2023-01-13 09:00 | 2.8401 | 2.8401
2023-01-13 09:30 | 2.8936 | 2.8936
2023-01-13 10:00 | 3.0008 | 3.0008
2023-01-13 10:30 | 2.6793 | 2.6793
2023-01-13 11:00 | 2.8401 | 2.8401
2023-01-13 11:30 | 2.8054 | 2.8054
2023-01-13 12:00 | 2.8936 | 2.8936
2023-01-13 12:30 | 3.0544 | 3.0544
2023-01-13 13:00 | 3.108 | 3.108
2023-01-13 13:30 | 3.0008 | 3.0008
2023-01-13 14:00 | 3.108 | 3.108
2023-01-13 14:30 | 3.3759 | 3.3759
2023-01-13 15:00 | 3.8046 | 3.8046
2023-01-13 15:30 | 3.6974 | 3.6974
2023-01-13 16:00 | 3.8582 | 3.8582
2023-01-13 16:30 | 4.0189 | 4.0189
2023-01-13 17:00 | 4.1797 | 4.1797
2023-01-13 17:30 | 4.5548 | 4.5548
2023-01-13 18:00 | 4.1261 | 4.1261
2023-01-13 18:30 | 4.2333 | 4.2333
2023-01-13 19:00 | 4.2333 | 4.2333
2023-01-13 19:30 | 4.1797 | 4.1797
2023-01-13 20:00 | 3.9654 | 3.9654
2023-01-13 20:30 | 3.8046 | 3.8046
2023-01-13 21:00 | 3.6438 | 3.6438
2023-01-13 21:30 | 3.4831 | 3.4831
2023-01-13 22:00 | 3.2687 | 3.2687
2023-01-13 22:30 | 3.0544 | 3.0544
2023-01-13 23:00 | 2.9472 | 2.9472
2023-01-13 23:30 | 2.8401 | 2.8401
2023-01-14 | 2.5721 | 2.5721
2023-01-14 00:30 | 2.5721 | 2.5721
2023-01-14 01:00 | 2.4114 | 2.4114
2023-01-14 01:30 | 2.3578 | 2.3578
2023-01-14 02:00 | 2.3578 | 2.3578
2023-01-14 02:30 | 2.3578 | 2.3578
2023-01-14 03:00 | 2.2506 | 2.2506
2023-01-14 03:30 | 2.2506 | 2.2506
2023-01-14 04:00 | 2.2114 | 2.2114
2023-01-14 04:30 | 2.3042 | 2.3042
2023-01-14 05:00 | 2.2707 | 2.2707
2023-01-14 05:30 | 2.2506 | 2.2506
2023-01-14 06:00 | 2.3042 | 2.3042
2023-01-14 06:30 | 2.3042 | 2.3042
2023-01-14 07:00 | 2.3042 | 2.3042
2023-01-14 07:30 | 2.3042 | 2.3042
2023-01-14 08:00 | 2.197 | 2.197
2023-01-14 08:30 | 2.0899 | 2.0899
2023-01-14 09:00 | 2.3042 | 2.3042
2023-01-14 09:30 | 2.1359 | 2.1359
2023-01-14 10:00 | 2.0899 | 2.0899
2023-01-14 10:30 | 2.465 | 2.465
2023-01-14 11:00 | 2.5185 | 2.5185
2023-01-14 11:30 | 2.465 | 2.465
2023-01-14 12:00 | 2.0899 | 2.0899
2023-01-14 12:30 | 2.5185 | 2.5185
2023-01-14 13:00 | 1.925 | 1.925
2023-01-14 13:30 | 2.197 | 2.197
2023-01-14 14:00 | 2.6257 | 2.6257
2023-01-14 14:30 | 2.8662 | 2.8662
2023-01-14 15:00 | 2.8936 | 2.8936
2023-01-14 15:30 | 3.1076 | 3.1076
2023-01-14 16:00 | 2.7329 | 2.7329
2023-01-14 16:30 | 3.1616 | 3.1616
2023-01-14 17:00 | 3.2687 | 3.2687
2023-01-14 17:30 | 3.8046 | 3.8046
2023-01-14 18:00 | 3.9118 | 3.9118
2023-01-14 18:30 | 4.1261 | 4.1261
2023-01-14 19:00 | 4.0189 | 4.0189
2023-01-14 19:30 | 3.8988 | 3.8988
2023-01-14 20:00 | 3.8046 | 3.8046
2023-01-14 20:30 | 3.6438 | 3.6438
2023-01-14 21:00 | 3.4295 | 3.4295
2023-01-14 21:30 | 3.3759 | 3.3759
2023-01-14 22:00 | 3.0544 | 3.0544
2023-01-14 22:30 | 2.7865 | 2.7865
2023-01-14 23:00 | 2.7865 | 2.7865
2023-01-14 23:30 | 2.6793 | 2.6793
2023-01-15 | 2.6793 | 2.6793
2023-01-15 00:30 | 2.5185 | 2.5185
2023-01-15 01:00 | 2.465 | 2.465
2023-01-15 01:30 | 2.3578 | 2.3578
2023-01-15 02:00 | 2.3578 | 2.3578
2023-01-15 02:30 | 2.3578 | 2.3578
2023-01-15 03:00 | 2.2506 | 2.2506
2023-01-15 03:30 | 2.2506 | 2.2506
2023-01-15 04:00 | 2.2928 | 2.2928
2023-01-15 04:30 | 2.3042 | 2.3042
2023-01-15 05:00 | 2.3606 | 2.3606
2023-01-15 05:30 | 2.3578 | 2.3578
2023-01-15 06:00 | 2.3578 | 2.3578
2023-01-15 06:30 | 2.3042 | 2.3042
2023-01-15 07:00 | 2.3578 | 2.3578
2023-01-15 07:30 | 2.197 | 2.197
2023-01-15 08:00 | 2.197 | 2.197
2023-01-15 08:30 | 2.197 | 2.197
2023-01-15 09:00 | 2.3042 | 2.3042
2023-01-15 09:30 | 2.0899 | 2.0899
2023-01-15 10:00 | 2.3042 | 2.3042
2023-01-15 10:30 | 2.3042 | 2.3042
2023-01-15 11:00 | 2.5185 | 2.5185
2023-01-15 11:30 | 2.3578 | 2.3578
2023-01-15 12:00 | 2.9472 | 2.9472
2023-01-15 12:30 | 2.7329 | 2.7329
2023-01-15 13:00 | 2.7865 | 2.7865
2023-01-15 13:30 | 2.7329 | 2.7329
2023-01-15 14:00 | 3.108 | 3.108
2023-01-15 14:30 | 3.2687 | 3.2687
2023-01-15 15:00 | 3.2687 | 3.2687
2023-01-15 15:30 | 3.1616 | 3.1616
2023-01-15 16:00 | 3.1616 | 3.1616
2023-01-15 16:30 | 3.6974 | 3.6974
2023-01-15 17:00 | 3.8582 | 3.8582
2023-01-15 17:30 | 4.0189 | 4.0189
2023-01-15 18:00 | 3.8582 | 3.8582
2023-01-15 18:30 | 4.0979 | 4.0979
2023-01-15 19:00 | 4.1261 | 4.1261
2023-01-15 19:30 | 4.0189 | 4.0189
2023-01-15 20:00 | 3.8046 | 3.8046
2023-01-15 20:30 | 3.5367 | 3.5367
2023-01-15 21:00 | 3.4831 | 3.4831
2023-01-15 21:30 | 3.3759 | 3.3759
2023-01-15 22:00 | 3.1616 | 3.1616
2023-01-15 22:30 | 2.8936 | 2.8936
2023-01-15 23:00 | 2.8401 | 2.8401
2023-01-15 23:30 | 2.6793 | 2.6793
2023-01-16 | 2.6257 | 2.6257
2023-01-16 00:30 | 2.5721 | 2.5721
2023-01-16 01:00 | 2.465 | 2.465
2023-01-16 01:30 | 2.4114 | 2.4114
2023-01-16 02:00 | 2.4114 | 2.4114
2023-01-16 02:30 | 2.3578 | 2.3578
2023-01-16 03:00 | 2.3223 | 2.3223
2023-01-16 03:30 | 2.3206 | 2.3206
2023-01-16 04:00 | 2.4079 | 2.4079
2023-01-16 04:30 | 2.4114 | 2.4114
2023-01-16 05:00 | 2.5185 | 2.5185
2023-01-16 05:30 | 2.5185 | 2.5185
2023-01-16 06:00 | 2.5636 | 2.5636
2023-01-16 06:30 | 2.6257 | 2.6257
2023-01-16 07:00 | 2.7329 | 2.7329
2023-01-16 07:30 | 2.8401 | 2.8401
2023-01-16 08:00 | 2.6257 | 2.6257
2023-01-16 08:30 | 2.7865 | 2.7865
2023-01-16 09:00 | 2.8936 | 2.8936
2023-01-16 09:30 | 3.108 | 3.108
2023-01-16 10:00 | 2.7865 | 2.7865
2023-01-16 10:30 | 2.8936 | 2.8936
2023-01-16 11:00 | 2.9472 | 2.9472
2023-01-16 11:30 | 2.9301 | 2.9301
2023-01-16 12:00 | 2.7329 | 2.7329
2023-01-16 12:30 | 2.7329 | 2.7329
2023-01-16 13:00 | 2.9472 | 2.9472
2023-01-16 13:30 | 2.8936 | 2.8936
2023-01-16 14:00 | 2.9472 | 2.9472
2023-01-16 14:30 | 3.1677 | 3.1677
2023-01-16 15:00 | 3.2687 | 3.2687
2023-01-16 15:30 | 3.5903 | 3.5903
2023-01-16 16:00 | 3.5367 | 3.5367
2023-01-16 16:30 | 3.5367 | 3.5367
2023-01-16 17:00 | 3.8046 | 3.8046
2023-01-16 17:30 | 3.8582 | 3.8582
2023-01-16 18:00 | 4.2333 | 4.2333
2023-01-16 18:30 | 4.1261 | 4.1261
2023-01-16 19:00 | 4.3405 | 4.3405
2023-01-16 19:30 | 4.2333 | 4.2333
2023-01-16 20:00 | 4.1261 | 4.1261
2023-01-16 20:30 | 3.8046 | 3.8046
2023-01-16 21:00 | 3.5903 | 3.5903
2023-01-16 21:30 | 3.4831 | 3.4831
2023-01-16 22:00 | 3.2687 | 3.2687
2023-01-16 22:30 | 3.0544 | 3.0544
2023-01-16 23:00 | 2.8401 | 2.8401
2023-01-16 23:30 | 2.7865 | 2.7865
2023-01-17 | 2.7329 | 2.7329
2023-01-17 00:30 | 2.7329 | 2.7329
2023-01-17 01:00 | 2.5721 | 2.5721
2023-01-17 01:30 | 2.465 | 2.465
2023-01-17 02:00 | 2.3578 | 2.3578
2023-01-17 02:30 | 2.3578 | 2.3578
2023-01-17 03:00 | 2.3578 | 2.3578
2023-01-17 03:30 | 2.3042 | 2.3042
2023-01-17 04:00 | 2.3578 | 2.3578
2023-01-17 04:30 | 2.3578 | 2.3578
2023-01-17 05:00 | 2.5185 | 2.5185
2023-01-17 05:30 | 2.6257 | 2.6257
2023-01-17 06:00 | 2.6257 | 2.6257
2023-01-17 06:30 | 2.6793 | 2.6793
2023-01-17 07:00 | 2.8401 | 2.8401
2023-01-17 07:30 | 2.8401 | 2.8401
2023-01-17 08:00 | 2.7865 | 2.7865
2023-01-17 08:30 | 2.8401 | 2.8401
2023-01-17 09:00 | 2.6793 | 2.6793
2023-01-17 09:30 | 2.3578 | 2.3578
2023-01-17 10:00 | 2.8936 | 2.8936
2023-01-17 10:30 | 2.7329 | 2.7329
2023-01-17 11:00 | 2.7865 | 2.7865
2023-01-17 11:30 | 3.108 | 3.108
2023-01-17 12:00 | 2.6793 | 2.6793
2023-01-17 12:30 | 2.7865 | 2.7865
2023-01-17 13:00 | 3.0008 | 3.0008
2023-01-17 13:30 | 3.2687 | 3.2687
2023-01-17 14:00 | 2.9472 | 2.9472
2023-01-17 14:30 | 3.0209 | 3.0209
2023-01-17 15:00 | 3.3601 | 3.3601
2023-01-17 15:30 | 3.4831 | 3.4831
2023-01-17 16:00 | 3.5903 | 3.5903
2023-01-17 16:30 | 3.8582 | 3.8582
2023-01-17 17:00 | 4.1797 | 4.1797
2023-01-17 17:30 | 4.0725 | 4.0725
2023-01-17 18:00 | 4.1261 | 4.1261
2023-01-17 18:30 | 4.1261 | 4.1261
2023-01-17 19:00 | 4.2333 | 4.2333
2023-01-17 19:30 | 4.0725 | 4.0725
2023-01-17 20:00 | 3.9742 | 3.9742
2023-01-17 20:30 | 3.7037 | 3.7037
2023-01-17 21:00 | 3.4926 | 3.4926
2023-01-17 21:30 | 3.3844 | 3.3844
2023-01-17 22:00 | 3.108 | 3.108
2023-01-17 22:30 | 2.9472 | 2.9472
2023-01-17 23:00 | 2.7865 | 2.7865
2023-01-17 23:30 | 2.7865 | 2.7865
2023-01-18 | 2.7865 | 2.7865
2023-01-18 00:30 | 2.7329 | 2.7329
2023-01-18 01:00 | 2.6257 | 2.6257
2023-01-18 01:30 | 2.5721 | 2.5721
2023-01-18 02:00 | 2.7329 | 2.7329
2023-01-18 02:30 | 2.465 | 2.465
2023-01-18 03:00 | 2.4114 | 2.4114
2023-01-18 03:30 | 2.3578 | 2.3578
2023-01-18 04:00 | 2.3578 | 2.3578
2023-01-18 04:30 | 2.4114 | 2.4114
2023-01-18 05:00 | 2.3578 | 2.3578
2023-01-18 05:30 | 2.5721 | 2.5721
2023-01-18 06:00 | 2.5185 | 2.5185
2023-01-18 06:30 | 2.7329 | 2.7329
2023-01-18 07:00 | 2.6257 | 2.6257
2023-01-18 07:30 | 2.5721 | 2.5721
2023-01-18 08:00 | 2.7329 | 2.7329
2023-01-18 08:30 | 2.601 | 2.601
2023-01-18 09:00 | 2.3578 | 2.3578
2023-01-18 09:30 | 2.5185 | 2.5185
2023-01-18 10:00 | 2.465 | 2.465
2023-01-18 10:30 | 2.6257 | 2.6257
2023-01-18 11:00 | 2.5185 | 2.5185
2023-01-18 11:30 | 2.6257 | 2.6257
2023-01-18 12:00 | 2.8936 | 2.8936
2023-01-18 12:30 | 2.9472 | 2.9472
2023-01-18 13:00 | 3.108 | 3.108
2023-01-18 13:30 | 3.3759 | 3.3759
2023-01-18 14:00 | 3.3759 | 3.3759
2023-01-18 14:30 | 3.9118 | 3.9118
2023-01-18 15:00 | 3.6438 | 3.6438
2023-01-18 15:30 | 4.3405 | 4.3405
2023-01-18 16:00 | 4.0189 | 4.0189
2023-01-18 16:30 | 4.1261 | 4.1261
2023-01-18 17:00 | 4.3405 | 4.3405
2023-01-18 17:30 | 4.8763 | 4.8763
2023-01-18 18:00 | 4.8227 | 4.8227
2023-01-18 18:30 | 4.9835 | 4.9835
2023-01-18 19:00 | 4.9835 | 4.9835
2023-01-18 19:30 | 4.7692 | 4.7692
2023-01-18 20:00 | 4.6793 | 4.6793
2023-01-18 20:30 | 4.4476 | 4.4476
2023-01-18 21:00 | 4.1261 | 4.1261
2023-01-18 21:30 | 3.9118 | 3.9118
2023-01-18 22:00 | 3.5903 | 3.5903
2023-01-18 22:30 | 3.3223 | 3.3223
2023-01-18 23:00 | 3.2152 | 3.2152
2023-01-18 23:30 | 3.108 | 3.108
2023-01-19 | 2.8936 | 2.8936
2023-01-19 00:30 | 2.7865 | 2.7865
2023-01-19 01:00 | 2.7865 | 2.7865
2023-01-19 01:30 | 2.7329 | 2.7329
2023-01-19 02:00 | 2.5185 | 2.5185
2023-01-19 02:30 | 2.5185 | 2.5185
2023-01-19 03:00 | 2.4114 | 2.4114
2023-01-19 03:30 | 2.465 | 2.465
2023-01-19 04:00 | 2.465 | 2.465
2023-01-19 04:30 | 2.3578 | 2.3578
2023-01-19 05:00 | 2.3578 | 2.3578
2023-01-19 05:30 | 2.5185 | 2.5185
2023-01-19 06:00 | 2.5721 | 2.5721
2023-01-19 06:30 | 2.5185 | 2.5185
2023-01-19 07:00 | 2.6793 | 2.6793
2023-01-19 07:30 | 2.8401 | 2.8401
2023-01-19 08:00 | 2.8936 | 2.8936
2023-01-19 08:30 | 2.8401 | 2.8401
2023-01-19 09:00 | 2.7865 | 2.7865
2023-01-19 09:30 | 2.7865 | 2.7865
2023-01-19 10:00 | 2.7865 | 2.7865
2023-01-19 10:30 | 2.9472 | 2.9472
2023-01-19 11:00 | 3.0544 | 3.0544
2023-01-19 11:30 | 3.1616 | 3.1616
2023-01-19 12:00 | 3.4445 | 3.4445
2023-01-19 12:30 | 3.3759 | 3.3759
2023-01-19 13:00 | 3.5903 | 3.5903
2023-01-19 13:30 | 3.6974 | 3.6974
2023-01-19 14:00 | 3.8046 | 3.8046
2023-01-19 14:30 | 4.0725 | 4.0725
2023-01-19 15:00 | 4.1797 | 4.1797
2023-01-19 15:30 | 4.7156 | 4.7156
2023-01-19 16:00 | 4.4476 | 4.4476
2023-01-19 16:30 | 4.7692 | 4.7692
2023-01-19 17:00 | 4.7692 | 4.7692
2023-01-19 17:30 | 5.0907 | 5.0907
2023-01-19 18:00 | 5.2514 | 5.2514
2023-01-19 18:30 | 5.5194 | 5.5194
2023-01-19 19:00 | 5.4658 | 5.4658
2023-01-19 19:30 | 5.4122 | 5.4122
2023-01-19 20:00 | 4.9835 | 4.9835
2023-01-19 20:30 | 4.7692 | 4.7692
2023-01-19 21:00 | 4.1797 | 4.1797
2023-01-19 21:30 | 4.0955 | 4.0955
2023-01-19 22:00 | 3.6974 | 3.6974
2023-01-19 22:30 | 3.4295 | 3.4295
2023-01-19 23:00 | 3.1616 | 3.1616
2023-01-19 23:30 | 3.0544 | 3.0544
2023-01-20 | 2.9472 | 2.9472
2023-01-20 00:30 | 2.7865 | 2.7865
2023-01-20 01:00 | 2.7865 | 2.7865
2023-01-20 01:30 | 2.6976 | 2.6976
2023-01-20 02:00 | 2.6257 | 2.6257
2023-01-20 02:30 | 2.6257 | 2.6257
2023-01-20 03:00 | 2.5721 | 2.5721
2023-01-20 03:30 | 2.6793 | 2.6793
2023-01-20 04:00 | 2.5185 | 2.5185
2023-01-20 04:30 | 2.5185 | 2.5185
2023-01-20 05:00 | 2.5721 | 2.5721
2023-01-20 05:30 | 2.6257 | 2.6257
2023-01-20 06:00 | 2.6793 | 2.6793
2023-01-20 06:30 | 2.7865 | 2.7865
2023-01-20 07:00 | 2.9472 | 2.9472
2023-01-20 07:30 | 3.2152 | 3.2152
2023-01-20 08:00 | 3.108 | 3.108
2023-01-20 08:30 | 3.2687 | 3.2687
2023-01-20 09:00 | 3.3223 | 3.3223
2023-01-20 09:30 | 3.2687 | 3.2687
2023-01-20 10:00 | 3.3759 | 3.3759
2023-01-20 10:30 | 3.4831 | 3.4831
2023-01-20 11:00 | 3.4831 | 3.4831
2023-01-20 11:30 | 3.5903 | 3.5903
2023-01-20 12:00 | 3.5903 | 3.5903
2023-01-20 12:30 | 3.8582 | 3.8582
2023-01-20 13:00 | 4.0189 | 4.0189
2023-01-20 13:30 | 4.1261 | 4.1261
2023-01-20 14:00 | 4.3405 | 4.3405
2023-01-20 14:30 | 4.3941 | 4.3941
2023-01-20 15:00 | 4.662 | 4.662
2023-01-20 15:30 | 4.6084 | 4.6084
2023-01-20 16:00 | 4.9835 | 4.9835
2023-01-20 16:30 | 5.2514 | 5.2514
2023-01-20 17:00 | 5.5194 | 5.5194
2023-01-20 17:30 | 5.305 | 5.305
2023-01-20 18:00 | 5.5194 | 5.5194
2023-01-20 18:30 | 5.5194 | 5.5194
2023-01-20 19:00 | 5.2514 | 5.2514
2023-01-20 19:30 | 5.1443 | 5.1443
2023-01-20 20:00 | 4.9299 | 4.9299
2023-01-20 20:30 | 4.7692 | 4.7692
2023-01-20 21:00 | 4.4476 | 4.4476
2023-01-20 21:30 | 4.2333 | 4.2333
2023-01-20 22:00 | 3.8582 | 3.8582
2023-01-20 22:30 | 3.5903 | 3.5903
2023-01-20 23:00 | 3.3759 | 3.3759
2023-01-20 23:30 | 3.2687 | 3.2687
2023-01-21 | 3.1616 | 3.1616
2023-01-21 00:30 | 3.1616 | 3.1616
2023-01-21 01:00 | 3.0544 | 3.0544
2023-01-21 01:30 | 3.0544 | 3.0544
2023-01-21 02:00 | 3.0544 | 3.0544
2023-01-21 02:30 | 2.9472 | 2.9472
2023-01-21 03:00 | 2.8401 | 2.8401
2023-01-21 03:30 | 2.8401 | 2.8401
2023-01-21 04:00 | 2.7944 | 2.7944
2023-01-21 04:30 | 2.8936 | 2.8936
2023-01-21 05:00 | 2.8517 | 2.8517
2023-01-21 05:30 | 2.7865 | 2.7865
2023-01-21 06:00 | 2.7329 | 2.7329
2023-01-21 06:30 | 2.7865 | 2.7865
2023-01-21 07:00 | 2.8936 | 2.8936
2023-01-21 07:30 | 2.8936 | 2.8936
2023-01-21 08:00 | 2.8401 | 2.8401
2023-01-21 08:30 | 3.1616 | 3.1616
2023-01-21 09:00 | 3.3759 | 3.3759
2023-01-21 09:30 | 3.3223 | 3.3223
2023-01-21 10:00 | 3.3223 | 3.3223
2023-01-21 10:30 | 3.5903 | 3.5903
2023-01-21 11:00 | 3.5903 | 3.5903
2023-01-21 11:30 | 3.6974 | 3.6974
2023-01-21 12:00 | 3.9118 | 3.9118
2023-01-21 12:30 | 3.8582 | 3.8582
2023-01-21 13:00 | 4.8763 | 4.8763
2023-01-21 13:30 | 4.2333 | 4.2333
2023-01-21 14:00 | 4.2869 | 4.2869
2023-01-21 14:30 | 4.4476 | 4.4476
2023-01-21 15:00 | 4.5548 | 4.5548
2023-01-21 15:30 | 4.662 | 4.662
2023-01-21 16:00 | 5.1978 | 5.1978
2023-01-21 16:30 | 4.7692 | 4.7692
2023-01-21 17:00 | 5.0371 | 5.0371
2023-01-21 17:30 | 5.5194 | 5.5194
2023-01-21 18:00 | 5.4122 | 5.4122
2023-01-21 18:30 | 5.5194 | 5.5194
2023-01-21 19:00 | 5.3586 | 5.3586
2023-01-21 19:30 | 5.1443 | 5.1443
2023-01-21 20:00 | 4.8763 | 4.8763
2023-01-21 20:30 | 4.7156 | 4.7156
2023-01-21 21:00 | 4.3941 | 4.3941
2023-01-21 21:30 | 4.2869 | 4.2869
2023-01-21 22:00 | 3.9118 | 3.9118
2023-01-21 22:30 | 3.5903 | 3.5903
2023-01-21 23:00 | 3.3223 | 3.3223
2023-01-21 23:30 | 3.3223 | 3.3223
2023-01-22 | 2.9472 | 2.9472
2023-01-22 00:30 | 2.8401 | 2.8401
2023-01-22 01:00 | 2.6793 | 2.6793
2023-01-22 01:30 | 2.5185 | 2.5185
2023-01-22 02:00 | 2.465 | 2.465
2023-01-22 02:30 | 2.3042 | 2.3042
2023-01-22 03:00 | 2.3042 | 2.3042
2023-01-22 03:30 | 2.2506 | 2.2506
2023-01-22 04:00 | 2.2506 | 2.2506
2023-01-22 04:30 | 2.2506 | 2.2506
2023-01-22 05:00 | 2.2506 | 2.2506
2023-01-22 05:30 | 2.3042 | 2.3042
2023-01-22 06:00 | 2.0899 | 2.0899
2023-01-22 06:30 | 2.0899 | 2.0899
2023-01-22 07:00 | 2.1434 | 2.1434
2023-01-22 07:30 | 2.2506 | 2.2506
2023-01-22 08:00 | 2.2506 | 2.2506
2023-01-22 08:30 | 2.3042 | 2.3042
2023-01-22 09:00 | 2.3042 | 2.3042
2023-01-22 09:30 | 2.2506 | 2.2506
2023-01-22 10:00 | 2.2506 | 2.2506
2023-01-22 10:30 | 2.465 | 2.465
2023-01-22 11:00 | 2.7329 | 2.7329
2023-01-22 11:30 | 2.8401 | 2.8401
2023-01-22 12:00 | 2.9472 | 2.9472
2023-01-22 12:30 | 3.2687 | 3.2687
2023-01-22 13:00 | 3.2687 | 3.2687
2023-01-22 13:30 | 3.5903 | 3.5903
2023-01-22 14:00 | 3.692 | 3.692
2023-01-22 14:30 | 3.9974 | 3.9974
2023-01-22 15:00 | 4.0725 | 4.0725
2023-01-22 15:30 | 4.2869 | 4.2869
2023-01-22 16:00 | 4.6622 | 4.6622
2023-01-22 16:30 | 4.8227 | 4.8227
2023-01-22 17:00 | 5.1302 | 5.1302
2023-01-22 17:30 | 5.305 | 5.305
2023-01-22 18:00 | 5.4658 | 5.4658
2023-01-22 18:30 | 5.5194 | 5.5194
2023-01-22 19:00 | 5.5194 | 5.5194
2023-01-22 19:30 | 5.2514 | 5.2514
2023-01-22 20:00 | 4.9835 | 4.9835
2023-01-22 20:30 | 4.662 | 4.662
2023-01-22 21:00 | 4.2333 | 4.2333
2023-01-22 21:30 | 4.0725 | 4.0725
2023-01-22 22:00 | 3.8582 | 3.8582
2023-01-22 22:30 | 3.4831 | 3.4831
2023-01-22 23:00 | 3.1616 | 3.1616
2023-01-22 23:30 | 2.9472 | 2.9472
2023-01-23 | 2.8401 | 2.8401
2023-01-23 00:30 | 2.7329 | 2.7329
2023-01-23 01:00 | 2.5721 | 2.5721
2023-01-23 01:30 | 2.4114 | 2.4114
2023-01-23 02:00 | 2.4114 | 2.4114
2023-01-23 02:30 | 2.3578 | 2.3578
2023-01-23 03:00 | 2.3042 | 2.3042
2023-01-23 03:30 | 2.3042 | 2.3042
2023-01-23 04:00 | 2.2506 | 2.2506
2023-01-23 04:30 | 2.3042 | 2.3042
2023-01-23 05:00 | 2.3042 | 2.3042
2023-01-23 05:30 | 2.4114 | 2.4114
2023-01-23 06:00 | 2.4114 | 2.4114
2023-01-23 06:30 | 2.5185 | 2.5185
2023-01-23 07:00 | 2.6793 | 2.6793
2023-01-23 07:30 | 2.7865 | 2.7865
2023-01-23 08:00 | 2.6793 | 2.6793
2023-01-23 08:30 | 2.6793 | 2.6793
2023-01-23 09:00 | 2.6027 | 2.6027
2023-01-23 09:30 | 2.7911 | 2.7911
2023-01-23 10:00 | 2.8936 | 2.8936
2023-01-23 10:30 | 3.108 | 3.108
2023-01-23 11:00 | 3.1616 | 3.1616
2023-01-23 11:30 | 3.4295 | 3.4295
2023-01-23 12:00 | 3.4295 | 3.4295
2023-01-23 12:30 | 3.6438 | 3.6438
2023-01-23 13:00 | 3.8582 | 3.8582
2023-01-23 13:30 | 4.1232 | 4.1232
2023-01-23 14:00 | 4.2333 | 4.2333
2023-01-23 14:30 | 4.4476 | 4.4476
2023-01-23 15:00 | 4.6084 | 4.6084
2023-01-23 15:30 | 4.9835 | 4.9835
2023-01-23 16:00 | 4.9835 | 4.9835
2023-01-23 16:30 | 5.4122 | 5.4122
2023-01-23 17:00 | 5.4122 | 5.4122
2023-01-23 17:30 | 5.5194 | 5.5194
2023-01-23 18:00 | 5.7873 | 5.7873
2023-01-23 18:30 | 5.948 | 5.948
2023-01-23 19:00 | 5.8945 | 5.8945
2023-01-23 19:30 | 5.5194 | 5.5194
2023-01-23 20:00 | 5.305 | 5.305
2023-01-23 20:30 | 5.0371 | 5.0371
2023-01-23 21:00 | 4.662 | 4.662
2023-01-23 21:30 | 4.4476 | 4.4476
2023-01-23 22:00 | 4.1261 | 4.1261
2023-01-23 22:30 | 3.751 | 3.751
2023-01-23 23:00 | 3.4831 | 3.4831
2023-01-23 23:30 | 3.4295 | 3.4295
2023-01-24 | 3.2152 | 3.2152
2023-01-24 00:30 | 3.0544 | 3.0544
2023-01-24 01:00 | 2.9472 | 2.9472
2023-01-24 01:30 | 2.8401 | 2.8401
2023-01-24 02:00 | 2.8401 | 2.8401
2023-01-24 02:30 | 2.8401 | 2.8401
2023-01-24 03:00 | 2.7865 | 2.7865
2023-01-24 03:30 | 2.7329 | 2.7329
2023-01-24 04:00 | 2.7865 | 2.7865
2023-01-24 04:30 | 2.8936 | 2.8936
2023-01-24 05:00 | 2.8785 | 2.8785
2023-01-24 05:30 | 3.108 | 3.108
2023-01-24 06:00 | 3.0544 | 3.0544
2023-01-24 06:30 | 3.1616 | 3.1616
2023-01-24 07:00 | 3.3223 | 3.3223
2023-01-24 07:30 | 3.4831 | 3.4831
2023-01-24 08:00 | 3.5903 | 3.5903
2023-01-24 08:30 | 3.5932 | 3.5932
2023-01-24 09:00 | 3.5903 | 3.5903
2023-01-24 09:30 | 3.6974 | 3.6974
2023-01-24 10:00 | 3.6974 | 3.6974
2023-01-24 10:30 | 3.6974 | 3.6974
2023-01-24 11:00 | 3.8046 | 3.8046
2023-01-24 11:30 | 4.0725 | 4.0725
2023-01-24 12:00 | 4.0725 | 4.0725
2023-01-24 12:30 | 4.2333 | 4.2333
2023-01-24 13:00 | 4.3941 | 4.3941
2023-01-24 13:30 | 4.6084 | 4.6084
2023-01-24 14:00 | 4.8087 | 4.8087
2023-01-24 14:30 | 4.8113 | 4.8113
2023-01-24 15:00 | 4.9299 | 4.9299
2023-01-24 15:30 | 5.3586 | 5.3586
2023-01-24 16:00 | 5.7337 | 5.7337
2023-01-24 16:30 | 5.6801 | 5.6801
2023-01-24 17:00 | 5.948 | 5.948
2023-01-24 17:30 | 6.216 | 6.216
2023-01-24 18:00 | 6.1971 | 6.1971
2023-01-24 18:30 | 6.1088 | 6.1088
2023-01-24 19:00 | 6.0552 | 6.0552
2023-01-24 19:30 | 5.6869 | 5.6869
2023-01-24 20:00 | 5.6126 | 5.6126
2023-01-24 20:30 | 5.2514 | 5.2514
2023-01-24 21:00 | 4.8227 | 4.8227
2023-01-24 21:30 | 4.4476 | 4.4476
2023-01-24 22:00 | 4.1261 | 4.1261
2023-01-24 22:30 | 3.9118 | 3.9118
2023-01-24 23:00 | 3.5903 | 3.5903
2023-01-24 23:30 | 3.5367 | 3.5367
2023-01-25 | 3.3759 | 3.3759
2023-01-25 00:30 | 3.1616 | 3.1616
2023-01-25 01:00 | 3.108 | 3.108
2023-01-25 01:30 | 2.9472 | 2.9472
2023-01-25 02:00 | 2.9472 | 2.9472
2023-01-25 02:30 | 2.8401 | 2.8401
2023-01-25 03:00 | 2.7329 | 2.7329
2023-01-25 03:30 | 2.7329 | 2.7329
2023-01-25 04:00 | 2.7865 | 2.7865
2023-01-25 04:30 | 2.8401 | 2.8401
2023-01-25 05:00 | 2.8401 | 2.8401
2023-01-25 05:30 | 3.0544 | 3.0544
2023-01-25 06:00 | 3.108 | 3.108
2023-01-25 06:30 | 3.2687 | 3.2687
2023-01-25 07:00 | 3.3759 | 3.3759
2023-01-25 07:30 | 3.5903 | 3.5903
2023-01-25 08:00 | 3.4295 | 3.4295
2023-01-25 08:30 | 3.4295 | 3.4295
2023-01-25 09:00 | 3.2642 | 3.2642
2023-01-25 09:30 | 3.4831 | 3.4831
2023-01-25 10:00 | 3.4831 | 3.4831
2023-01-25 10:30 | 3.8582 | 3.8582
2023-01-25 11:00 | 3.8046 | 3.8046
2023-01-25 11:30 | 3.9654 | 3.9654
2023-01-25 12:00 | 4.0323 | 4.0323
2023-01-25 12:30 | 4.5548 | 4.5548
2023-01-25 13:00 | 4.7328 | 4.7328
2023-01-25 13:30 | 4.8227 | 4.8227
2023-01-25 14:00 | 4.7914 | 4.7914
2023-01-25 14:30 | 5.3685 | 5.3685
2023-01-25 15:00 | 5.305 | 5.305
2023-01-25 15:30 | 5.4245 | 5.4245
2023-01-25 16:00 | 5.695 | 5.695
2023-01-25 16:30 | 5.6801 | 5.6801
2023-01-25 17:00 | 5.7459 | 5.7459
2023-01-25 17:30 | 6.1624 | 6.1624
2023-01-25 18:00 | 5.8409 | 5.8409
2023-01-25 18:30 | 5.7337 | 5.7337
2023-01-25 19:00 | 5.4122 | 5.4122
2023-01-25 19:30 | 4.9755 | 4.9755
2023-01-25 20:00 | 4.6084 | 4.6084
2023-01-25 20:30 | 4.3405 | 4.3405
2023-01-25 21:00 | 4.0827 | 4.0827
2023-01-25 21:30 | 3.8046 | 3.8046
2023-01-25 22:00 | 3.5903 | 3.5903
2023-01-25 22:30 | 3.2687 | 3.2687
2023-01-25 23:00 | 3.1616 | 3.1616
2023-01-25 23:30 | 3.1616 | 3.1616
2023-01-26 | 2.9472 | 2.9472
2023-01-26 00:30 | 2.8401 | 2.8401
2023-01-26 01:00 | 2.7865 | 2.7865
2023-01-26 01:30 | 2.8401 | 2.8401
2023-01-26 02:00 | 2.7329 | 2.7329
2023-01-26 02:30 | 2.7329 | 2.7329
2023-01-26 03:00 | 2.6793 | 2.6793
2023-01-26 03:30 | 2.6793 | 2.6793
2023-01-26 04:00 | 2.5721 | 2.5721
2023-01-26 04:30 | 2.6793 | 2.6793
2023-01-26 05:00 | 2.7329 | 2.7329
2023-01-26 05:30 | 2.7865 | 2.7865
2023-01-26 06:00 | 2.7329 | 2.7329
2023-01-26 06:30 | 2.6257 | 2.6257
2023-01-26 07:00 | 2.7329 | 2.7329
2023-01-26 07:30 | 2.7329 | 2.7329
2023-01-26 08:00 | 3.1616 | 3.1616
2023-01-26 08:30 | 3.2687 | 3.2687
2023-01-26 09:00 | 2.8401 | 2.8401
2023-01-26 09:30 | 3.1616 | 3.1616
2023-01-26 10:00 | 3.3759 | 3.3759
2023-01-26 10:30 | 3.2152 | 3.2152
2023-01-26 11:00 | 3.751 | 3.751
2023-01-26 11:30 | 3.3759 | 3.3759
2023-01-26 12:00 | 4.0189 | 4.0189
2023-01-26 12:30 | 3.9118 | 3.9118
2023-01-26 13:00 | 4.0189 | 4.0189
2023-01-26 13:30 | 4.5548 | 4.5548
2023-01-26 14:00 | 4.3405 | 4.3405
2023-01-26 14:30 | 4.5548 | 4.5548
2023-01-26 15:00 | 4.7692 | 4.7692
2023-01-26 15:30 | 4.7692 | 4.7692
2023-01-26 16:00 | 4.8763 | 4.8763
2023-01-26 16:30 | 5.4122 | 5.4122
2023-01-26 17:00 | 5.4122 | 5.4122
2023-01-26 17:30 | 5.4122 | 5.4122
2023-01-26 18:00 | 5.4122 | 5.4122
2023-01-26 18:30 | 5.3586 | 5.3586
2023-01-26 19:00 | 5.1978 | 5.1978
2023-01-26 19:30 | 4.8763 | 4.8763
2023-01-26 20:00 | 4.4476 | 4.4476
2023-01-26 20:30 | 4.3405 | 4.3405
2023-01-26 21:00 | 3.9118 | 3.9118
2023-01-26 21:30 | 3.751 | 3.751
2023-01-26 22:00 | 3.4831 | 3.4831
2023-01-26 22:30 | 3.3759 | 3.3759
2023-01-26 23:00 | 3.3223 | 3.3223
2023-01-26 23:30 | 3.2152 | 3.2152
2023-01-27 | 3.0544 | 3.0544
2023-01-27 00:30 | 3.0544 | 3.0544
2023-01-27 01:00 | 2.8936 | 2.8936
2023-01-27 01:30 | 2.9472 | 2.9472
2023-01-27 02:00 | 2.7865 | 2.7865
2023-01-27 02:30 | 2.8401 | 2.8401
2023-01-27 03:00 | 2.7329 | 2.7329
2023-01-27 03:30 | 2.8401 | 2.8401
2023-01-27 04:00 | 2.7329 | 2.7329
2023-01-27 04:30 | 2.8401 | 2.8401
2023-01-27 05:00 | 2.8401 | 2.8401
2023-01-27 05:30 | 2.8936 | 2.8936
2023-01-27 06:00 | 2.8936 | 2.8936
2023-01-27 06:30 | 2.9472 | 2.9472
2023-01-27 07:00 | 3.1616 | 3.1616
2023-01-27 07:30 | 3.4831 | 3.4831
2023-01-27 08:00 | 3.2152 | 3.2152
2023-01-27 08:30 | 3.5903 | 3.5903
2023-01-27 09:00 | 3.4113 | 3.4113
2023-01-27 09:30 | 3.6974 | 3.6974
2023-01-27 10:00 | 3.7219 | 3.7219
2023-01-27 10:30 | 3.8046 | 3.8046
2023-01-27 11:00 | 3.9068 | 3.9068
2023-01-27 11:30 | 4.1261 | 4.1261
2023-01-27 12:00 | 4.2333 | 4.2333
2023-01-27 12:30 | 4.3405 | 4.3405
2023-01-27 13:00 | 4.5012 | 4.5012
2023-01-27 13:30 | 4.7651 | 4.7651
2023-01-27 14:00 | 5.1978 | 5.1978
2023-01-27 14:30 | 5.2514 | 5.2514
2023-01-27 15:00 | 5.0371 | 5.0371
2023-01-27 15:30 | 5.0371 | 5.0371
2023-01-27 16:00 | 5.0907 | 5.0907
2023-01-27 16:30 | 5.7337 | 5.7337
2023-01-27 17:00 | 5.6265 | 5.6265
2023-01-27 17:30 | 5.6265 | 5.6265
2023-01-27 18:00 | 5.7337 | 5.7337
2023-01-27 18:30 | 5.8945 | 5.8945
2023-01-27 19:00 | 5.8945 | 5.8945
2023-01-27 19:30 | 5.6265 | 5.6265
2023-01-27 20:00 | 5.4122 | 5.4122
2023-01-27 20:30 | 5.2514 | 5.2514
2023-01-27 21:00 | 4.7692 | 4.7692
2023-01-27 21:30 | 4.5548 | 4.5548
2023-01-27 22:00 | 4.2333 | 4.2333
2023-01-27 22:30 | 3.9654 | 3.9654
2023-01-27 23:00 | 3.8046 | 3.8046
2023-01-27 23:30 | 3.4831 | 3.4831
2023-01-28 | 3.2687 | 3.2687
2023-01-28 00:30 | 3.1616 | 3.1616
2023-01-28 01:00 | 3.0008 | 3.0008
2023-01-28 01:30 | 2.9472 | 2.9472
2023-01-28 02:00 | 2.9472 | 2.9472
2023-01-28 02:30 | 2.8401 | 2.8401
2023-01-28 03:00 | 2.7865 | 2.7865
2023-01-28 03:30 | 2.7865 | 2.7865
2023-01-28 04:00 | 2.8914 | 2.8914
2023-01-28 04:30 | 2.8401 | 2.8401
2023-01-28 05:00 | 2.8936 | 2.8936
2023-01-28 05:30 | 2.8936 | 2.8936
2023-01-28 06:00 | 2.8401 | 2.8401
2023-01-28 06:30 | 2.7951 | 2.7951
2023-01-28 07:00 | 2.8936 | 2.8936
2023-01-28 07:30 | 3.137 | 3.137
2023-01-28 08:00 | 3.1005 | 3.1005
2023-01-28 08:30 | 3.21 | 3.21
2023-01-28 09:00 | 3.2687 | 3.2687
2023-01-28 09:30 | 3.2687 | 3.2687
2023-01-28 10:00 | 3.2687 | 3.2687
2023-01-28 10:30 | 3.518 | 3.518
2023-01-28 11:00 | 3.6438 | 3.6438
2023-01-28 11:30 | 3.8225 | 3.8225
2023-01-28 12:00 | 3.6885 | 3.6885
2023-01-28 12:30 | 4.2869 | 4.2869
2023-01-28 13:00 | 3.8046 | 3.8046
2023-01-28 13:30 | 4.4554 | 4.4554
2023-01-28 14:00 | 4.2074 | 4.2074
2023-01-28 14:30 | 4.2333 | 4.2333
2023-01-28 15:00 | 4.6084 | 4.6084
2023-01-28 15:30 | 4.7198 | 4.7198
2023-01-28 16:00 | 4.8763 | 4.8763
2023-01-28 16:30 | 5.2431 | 5.2431
2023-01-28 17:00 | 5.305 | 5.305
2023-01-28 17:30 | 5.7873 | 5.7873
2023-01-28 18:00 | 6.1437 | 6.1437
2023-01-28 18:30 | 5.8409 | 5.8409
2023-01-28 19:00 | 5.8409 | 5.8409
2023-01-28 19:30 | 5.6265 | 5.6265
2023-01-28 20:00 | 5.5729 | 5.5729
2023-01-28 20:30 | 5.235 | 5.235
2023-01-28 21:00 | 4.9299 | 4.9299
2023-01-28 21:30 | 4.5548 | 4.5548
2023-01-28 22:00 | 4.2333 | 4.2333
2023-01-28 22:30 | 3.8046 | 3.8046
2023-01-28 23:00 | 3.6453 | 3.6453
2023-01-28 23:30 | 3.4831 | 3.4831
2023-01-29 | 3.3223 | 3.3223
2023-01-29 00:30 | 3.2152 | 3.2152
2023-01-29 01:00 | 3.108 | 3.108
2023-01-29 01:30 | 3.108 | 3.108
2023-01-29 02:00 | 2.8401 | 2.8401
2023-01-29 02:30 | 2.7865 | 2.7865
2023-01-29 03:00 | 2.6257 | 2.6257
2023-01-29 03:30 | 2.6257 | 2.6257
2023-01-29 04:00 | 2.6257 | 2.6257
2023-01-29 04:30 | 2.6793 | 2.6793
2023-01-29 05:00 | 2.7329 | 2.7329
2023-01-29 05:30 | 2.7329 | 2.7329
2023-01-29 06:00 | 2.6793 | 2.6793
2023-01-29 06:30 | 2.7329 | 2.7329
2023-01-29 07:00 | 2.7329 | 2.7329
2023-01-29 07:30 | 2.7329 | 2.7329
2023-01-29 08:00 | 2.7329 | 2.7329
2023-01-29 08:30 | 3.0544 | 3.0544
2023-01-29 09:00 | 2.8401 | 2.8401
2023-01-29 09:30 | 2.9472 | 2.9472
2023-01-29 10:00 | 2.8401 | 2.8401
2023-01-29 10:30 | 2.8936 | 2.8936
2023-01-29 11:00 | 2.9472 | 2.9472
2023-01-29 11:30 | 3.1616 | 3.1616
2023-01-29 12:00 | 3.3223 | 3.3223
2023-01-29 12:30 | 3.1616 | 3.1616
2023-01-29 13:00 | 3.3759 | 3.3759
2023-01-29 13:30 | 3.0008 | 3.0008
2023-01-29 14:00 | 3.4295 | 3.4295
2023-01-29 14:30 | 4.1797 | 4.1797
2023-01-29 15:00 | 4.1261 | 4.1261
2023-01-29 15:30 | 4.161 | 4.161
2023-01-29 16:00 | 4.2333 | 4.2333
2023-01-29 16:30 | 4.1797 | 4.1797
2023-01-29 17:00 | 4.1913 | 4.1913
2023-01-29 17:30 | 4.8227 | 4.8227
2023-01-29 18:00 | 4.7692 | 4.7692
2023-01-29 18:30 | 4.9835 | 4.9835
2023-01-29 19:00 | 4.7692 | 4.7692
2023-01-29 19:30 | 4.7692 | 4.7692
2023-01-29 20:00 | 4.6084 | 4.6084
2023-01-29 20:30 | 4.3405 | 4.3405
2023-01-29 21:00 | 4.0479 | 4.0479
2023-01-29 21:30 | 3.8046 | 3.8046
2023-01-29 22:00 | 3.5903 | 3.5903
2023-01-29 22:30 | 3.2687 | 3.2687
2023-01-29 23:00 | 3.1616 | 3.1616
2023-01-29 23:30 | 3.0008 | 3.0008
2023-01-30 | 2.9472 | 2.9472
2023-01-30 00:30 | 2.8401 | 2.8401
2023-01-30 01:00 | 2.7865 | 2.7865
2023-01-30 01:30 | 2.7329 | 2.7329
2023-01-30 02:00 | 2.7865 | 2.7865
2023-01-30 02:30 | 2.6793 | 2.6793
2023-01-30 03:00 | 2.7329 | 2.7329
2023-01-30 03:30 | 2.6793 | 2.6793
2023-01-30 04:00 | 2.7329 | 2.7329
2023-01-30 04:30 | 2.8401 | 2.8401
2023-01-30 05:00 | 2.8936 | 2.8936
2023-01-30 05:30 | 2.9472 | 2.9472
2023-01-30 06:00 | 3.0544 | 3.0544
2023-01-30 06:30 | 3.108 | 3.108
2023-01-30 07:00 | 3.3759 | 3.3759
2023-01-30 07:30 | 3.4831 | 3.4831
2023-01-30 08:00 | 3.3759 | 3.3759
2023-01-30 08:30 | 3.4295 | 3.4295
2023-01-30 09:00 | 3.4687 | 3.4687
2023-01-30 09:30 | 3.6974 | 3.6974
2023-01-30 10:00 | 3.2687 | 3.2687
2023-01-30 10:30 | 3.5367 | 3.5367
2023-01-30 11:00 | 3.9654 | 3.9654
2023-01-30 11:30 | 3.6438 | 3.6438
2023-01-30 12:00 | 3.7224 | 3.7224
2023-01-30 12:30 | 4.1797 | 4.1797
2023-01-30 13:00 | 4.3405 | 4.3405
2023-01-30 13:30 | 4.5548 | 4.5548
2023-01-30 14:00 | 4.8763 | 4.8763
2023-01-30 14:30 | 4.9835 | 4.9835
2023-01-30 15:00 | 4.7156 | 4.7156
2023-01-30 15:30 | 4.4476 | 4.4476
2023-01-30 16:00 | 4.5655 | 4.5655
2023-01-30 16:30 | 4.4476 | 4.4476
2023-01-30 17:00 | 4.4162 | 4.4162
2023-01-30 17:30 | 4.5436 | 4.5436
2023-01-30 18:00 | 4.3941 | 4.3941
2023-01-30 18:30 | 4.3959 | 4.3959
2023-01-30 19:00 | 4.2869 | 4.2869
2023-01-30 19:30 | 4.1261 | 4.1261
2023-01-30 20:00 | 4.0189 | 4.0189
2023-01-30 20:30 | 3.6974 | 3.6974
2023-01-30 21:00 | 3.5971 | 3.5971
2023-01-30 21:30 | 3.4831 | 3.4831
2023-01-30 22:00 | 3.2152 | 3.2152
2023-01-30 22:30 | 2.9472 | 2.9472
2023-01-30 23:00 | 2.9472 | 2.9472
2023-01-30 23:30 | 2.7329 | 2.7329
2023-01-31 | 2.7329 | 2.7329
2023-01-31 00:30 | 2.6257 | 2.6257
2023-01-31 01:00 | 2.6793 | 2.6793
2023-01-31 01:30 | 2.5185 | 2.5185
2023-01-31 02:00 | 2.5185 | 2.5185
2023-01-31 02:30 | 2.5185 | 2.5185
2023-01-31 03:00 | 2.5185 | 2.5185
2023-01-31 03:30 | 2.465 | 2.465
2023-01-31 04:00 | 2.465 | 2.465
2023-01-31 04:30 | 2.5721 | 2.5721
2023-01-31 05:00 | 2.5721 | 2.5721
2023-01-31 05:30 | 2.8401 | 2.8401
2023-01-31 06:00 | 2.8936 | 2.8936
2023-01-31 06:30 | 3.0008 | 3.0008
2023-01-31 07:00 | 3.1616 | 3.1616
2023-01-31 07:30 | 3.2687 | 3.2687
2023-01-31 08:00 | 3.1616 | 3.1616
2023-01-31 08:30 | 3.108 | 3.108
2023-01-31 09:00 | 3.0008 | 3.0008
2023-01-31 09:30 | 3.1616 | 3.1616
2023-01-31 10:00 | 3.1616 | 3.1616
2023-01-31 10:30 | 3.4831 | 3.4831
2023-01-31 11:00 | 4.1721 | 4.1721
2023-01-31 11:30 | 3.2932 | 3.2932
2023-01-31 12:00 | 3.5903 | 3.5903
2023-01-31 12:30 | 3.7905 | 3.7905
2023-01-31 13:00 | 4.3405 | 4.3405
2023-01-31 13:30 | 4.4476 | 4.4476
2023-01-31 14:00 | 4.9835 | 4.9835
2023-01-31 14:30 | 4.4101 | 4.4101
2023-01-31 15:00 | 4.2333 | 4.2333
2023-01-31 15:30 | 4.1632 | 4.1632
2023-01-31 16:00 | 3.9118 | 3.9118
2023-01-31 16:30 | 3.9118 | 3.9118
2023-01-31 17:00 | 3.8046 | 3.8046
2023-01-31 17:30 | 3.8374 | 3.8374
2023-01-31 18:00 | 3.6438 | 3.6438
2023-01-31 18:30 | 3.6974 | 3.6974
2023-01-31 19:00 | 3.8046 | 3.8046
2023-01-31 19:30 | 3.8582 | 3.8582
2023-01-31 20:00 | 3.6974 | 3.6974
2023-01-31 20:30 | 3.5645 | 3.5645
2023-01-31 21:00 | 3.2687 | 3.2687
2023-01-31 21:30 | 3.3474 | 3.3474
2023-01-31 22:00 | 3.0544 | 3.0544
2023-01-31 22:30 | 2.8401 | 2.8401
2023-01-31 23:00 | 2.6257 | 2.6257
2023-01-31 23:30 | 2.5721 | 2.5721
2023-02-01 | 2.4114 | 2.4114
2023-02-01 00:30 | 2.3042 | 2.3042
2023-02-01 01:00 | 2.3042 | 2.3042
2023-02-01 01:30 | 2.2506 | 2.2506
2023-02-01 02:00 | 2.3042 | 2.3042
2023-02-01 02:30 | 2.3042 | 2.3042
2023-02-01 03:00 | 2.3042 | 2.3042
2023-02-01 03:30 | 2.197 | 2.197
2023-02-01 04:00 | 2.3042 | 2.3042
2023-02-01 04:30 | 2.2506 | 2.2506
2023-02-01 05:00 | 2.4114 | 2.4114
2023-02-01 05:30 | 2.5721 | 2.5721
2023-02-01 06:00 | 2.6257 | 2.6257
2023-02-01 06:30 | 2.7329 | 2.7329
2023-02-01 07:00 | 2.9472 | 2.9472
2023-02-01 07:30 | 2.8401 | 2.8401
2023-02-01 08:00 | 2.9727 | 2.9727
2023-02-01 08:30 | 3.108 | 3.108
2023-02-01 09:00 | 3.1616 | 3.1616
2023-02-01 09:30 | 3.1959 | 3.1959
2023-02-01 10:00 | 2.7978 | 2.7978
2023-02-01 10:30 | 2.8936 | 2.8936
2023-02-01 11:00 | 2.7865 | 2.7865
2023-02-01 11:30 | 2.9472 | 2.9472
2023-02-01 12:00 | 3.2488 | 3.2488
2023-02-01 12:30 | 3.9118 | 3.9118
2023-02-01 13:00 | 3.4295 | 3.4295
2023-02-01 13:30 | 4.2333 | 4.2333
2023-02-01 14:00 | 3.8799 | 3.8799
2023-02-01 14:30 | 4.2333 | 4.2333
2023-02-01 15:00 | 3.9271 | 3.9271
2023-02-01 15:30 | 4.3213 | 4.3213
2023-02-01 16:00 | 4.7156 | 4.7156
2023-02-01 16:30 | 4.6226 | 4.6226
2023-02-01 17:00 | 4.7692 | 4.7692
2023-02-01 17:30 | 4.5012 | 4.5012
2023-02-01 18:00 | 4.7156 | 4.7156
2023-02-01 18:30 | 4.9835 | 4.9835
2023-02-01 19:00 | 4.9299 | 4.9299
2023-02-01 19:30 | 4.8227 | 4.8227
2023-02-01 20:00 | 4.7692 | 4.7692
2023-02-01 20:30 | 4.3405 | 4.3405
2023-02-01 21:00 | 4.0624 | 4.0624
2023-02-01 21:30 | 3.9118 | 3.9118
2023-02-01 22:00 | 3.5903 | 3.5903
2023-02-01 22:30 | 3.3223 | 3.3223
2023-02-01 23:00 | 3.2687 | 3.2687
2023-02-01 23:30 | 3.0544 | 3.0544
2023-02-02 | 2.9472 | 2.9472
2023-02-02 00:30 | 2.7865 | 2.7865
2023-02-02 01:00 | 2.8401 | 2.8401
2023-02-02 01:30 | 2.7329 | 2.7329
2023-02-02 02:00 | 2.7865 | 2.7865
2023-02-02 02:30 | 2.6257 | 2.6257
2023-02-02 03:00 | 2.6257 | 2.6257
2023-02-02 03:30 | 2.6257 | 2.6257
2023-02-02 04:00 | 2.5721 | 2.5721
2023-02-02 04:30 | 2.6257 | 2.6257
2023-02-02 05:00 | 2.6257 | 2.6257
2023-02-02 05:30 | 2.9472 | 2.9472
2023-02-02 06:00 | 3.0544 | 3.0544
2023-02-02 06:30 | 2.9993 | 2.9993
2023-02-02 07:00 | 3.2687 | 3.2687
2023-02-02 07:30 | 3.2687 | 3.2687
2023-02-02 08:00 | 3.2152 | 3.2152
2023-02-02 08:30 | 3.4295 | 3.4295
2023-02-02 09:00 | 3.4831 | 3.4831
2023-02-02 09:30 | 3.6438 | 3.6438
2023-02-02 10:00 | 3.8046 | 3.8046
2023-02-02 10:30 | 3.4831 | 3.4831
2023-02-02 11:00 | 3.3759 | 3.3759
2023-02-02 11:30 | 3.3759 | 3.3759
2023-02-02 12:00 | 3.3089 | 3.3089
2023-02-02 12:30 | 3.3224 | 3.3224
2023-02-02 13:00 | 3.2687 | 3.2687
2023-02-02 13:30 | 3.1616 | 3.1616
2023-02-02 14:00 | 3.0008 | 3.0008
2023-02-02 14:30 | 2.5721 | 2.5721
2023-02-02 15:00 | 3.0896 | 3.0896
2023-02-02 15:30 | 3.6974 | 3.6974
2023-02-02 16:00 | 3.8479 | 3.8479
2023-02-02 16:30 | 3.4512 | 3.4512
2023-02-02 17:00 | 3.9654 | 3.9654
2023-02-02 17:30 | 3.8899 | 3.8899
2023-02-02 18:00 | 4.0725 | 4.0725
2023-02-02 18:30 | 3.9888 | 3.9888
2023-02-02 19:00 | 4.0725 | 4.0725
2023-02-02 19:30 | 3.945 | 3.945
2023-02-02 20:00 | 3.8582 | 3.8582
2023-02-02 20:30 | 3.6408 | 3.6408
2023-02-02 21:00 | 3.5115 | 3.5115
2023-02-02 21:30 | 3.3696 | 3.3696
2023-02-02 22:00 | 3.2009 | 3.2009
2023-02-02 22:30 | 2.9359 | 2.9359
2023-02-02 23:00 | 2.8237 | 2.8237
2023-02-02 23:30 | 2.6698 | 2.6698
2023-02-03 | 2.5603 | 2.5603
2023-02-03 00:30 | 2.4671 | 2.4671
2023-02-03 01:00 | 2.5169 | 2.5169
2023-02-03 01:30 | 2.465 | 2.465
2023-02-03 02:00 | 2.3578 | 2.3578
2023-02-03 02:30 | 2.4114 | 2.4114
2023-02-03 03:00 | 2.4114 | 2.4114
2023-02-03 03:30 | 2.3578 | 2.3578
2023-02-03 04:00 | 2.3042 | 2.3042
2023-02-03 04:30 | 2.3042 | 2.3042
2023-02-03 05:00 | 2.4114 | 2.4114
2023-02-03 05:30 | 2.6257 | 2.6257
2023-02-03 06:00 | 2.5185 | 2.5185
2023-02-03 06:30 | 2.7329 | 2.7329
2023-02-03 07:00 | 2.8401 | 2.8401
2023-02-03 07:30 | 3.0544 | 3.0544
2023-02-03 08:00 | 3.0544 | 3.0544
2023-02-03 08:30 | 2.8401 | 2.8401
2023-02-03 09:00 | 2.5721 | 2.5721
2023-02-03 09:30 | 2.6257 | 2.6257
2023-02-03 10:00 | 2.5214 | 2.5214
2023-02-03 10:30 | 2.7329 | 2.7329
2023-02-03 11:00 | 2.1434 | 2.1434
2023-02-03 11:30 | 2.4114 | 2.4114
2023-02-03 12:00 | 2.5185 | 2.5185
2023-02-03 12:30 | 2.5185 | 2.5185
2023-02-03 13:00 | 2.5185 | 2.5185
2023-02-03 13:30 | 2.8401 | 2.8401
2023-02-03 14:00 | 2.8313 | 2.8313
2023-02-03 14:30 | 2.9472 | 2.9472
2023-02-03 15:00 | 3.0544 | 3.0544
2023-02-03 15:30 | 3.2775 | 3.2775
2023-02-03 16:00 | 3.4295 | 3.4295
2023-02-03 16:30 | 3.5903 | 3.5903
2023-02-03 17:00 | 3.8046 | 3.8046
2023-02-03 17:30 | 4.0725 | 4.0725
2023-02-03 18:00 | 4.1261 | 4.1261
2023-02-03 18:30 | 4.1261 | 4.1261
2023-02-03 19:00 | 4.2333 | 4.2333
2023-02-03 19:30 | 4.0189 | 4.0189
2023-02-03 20:00 | 3.9654 | 3.9654
2023-02-03 20:30 | 3.6438 | 3.6438
2023-02-03 21:00 | 3.3759 | 3.3759
2023-02-03 21:30 | 3.2687 | 3.2687
2023-02-03 22:00 | 2.9472 | 2.9472
2023-02-03 22:30 | 2.7865 | 2.7865
2023-02-03 23:00 | 2.5721 | 2.5721
2023-02-03 23:30 | 2.465 | 2.465
2023-02-04 | 2.3042 | 2.3042
2023-02-04 00:30 | 2.197 | 2.197
2023-02-04 01:00 | 2.0899 | 2.0899
2023-02-04 01:30 | 2.0746 | 2.0746
2023-02-04 02:00 | 2.0363 | 2.0363
2023-02-04 02:30 | 2.0009 | 2.0009
2023-02-04 03:00 | 1.9322 | 1.9322
2023-02-04 03:30 | 2.0363 | 2.0363
2023-02-04 04:00 | 1.9862 | 1.9862
2023-02-04 04:30 | 2.0672 | 2.0672
2023-02-04 05:00 | 2.0899 | 2.0899
2023-02-04 05:30 | 2.0899 | 2.0899
2023-02-04 06:00 | 1.9827 | 1.9827
2023-02-04 06:30 | 2.0899 | 2.0899
2023-02-04 07:00 | 2.1434 | 2.1434
2023-02-04 07:30 | 2.197 | 2.197
2023-02-04 08:00 | 1.9291 | 1.9291
2023-02-04 08:30 | 1.9827 | 1.9827
2023-02-04 09:00 | 1.6612 | 1.6612
2023-02-04 09:30 | 1.554 | 1.554
2023-02-04 10:00 | 1.6612 | 1.6612
2023-02-04 10:30 | 1.6612 | 1.6612
2023-02-04 11:00 | 1.7148 | 1.7148
2023-02-04 11:30 | 1.7148 | 1.7148
2023-02-04 12:00 | 1.9291 | 1.9291
2023-02-04 12:30 | 2.0363 | 2.0363
2023-02-04 13:00 | 2.2506 | 2.2506
2023-02-04 13:30 | 2.1434 | 2.1434
2023-02-04 14:00 | 2.5185 | 2.5185
2023-02-04 14:30 | 2.6257 | 2.6257
2023-02-04 15:00 | 2.7865 | 2.7865
2023-02-04 15:30 | 3.108 | 3.108
2023-02-04 16:00 | 3.2687 | 3.2687
2023-02-04 16:30 | 3.3759 | 3.3759
2023-02-04 17:00 | 3.751 | 3.751
2023-02-04 17:30 | 3.9118 | 3.9118
2023-02-04 18:00 | 4.2333 | 4.2333
2023-02-04 18:30 | 4.3405 | 4.3405
2023-02-04 19:00 | 4.3941 | 4.3941
2023-02-04 19:30 | 4.0189 | 4.0189
2023-02-04 20:00 | 3.9118 | 3.9118
2023-02-04 20:30 | 3.8046 | 3.8046
2023-02-04 21:00 | 3.4519 | 3.4519
2023-02-04 21:30 | 3.3241 | 3.3241
2023-02-04 22:00 | 3.0146 | 3.0146
2023-02-04 22:30 | 2.8222 | 2.8222
2023-02-04 23:00 | 2.5834 | 2.5834
2023-02-04 23:30 | 2.506 | 2.506
2023-02-05 | 2.3871 | 2.3871
2023-02-05 00:30 | 2.2687 | 2.2687
2023-02-05 01:00 | 2.2938 | 2.2938
2023-02-05 01:30 | 2.1474 | 2.1474
2023-02-05 02:00 | 2.0955 | 2.0955
2023-02-05 02:30 | 2.0654 | 2.0654
2023-02-05 03:00 | 2.1289 | 2.1289
2023-02-05 03:30 | 2.0526 | 2.0526
2023-02-05 04:00 | 2.1739 | 2.1739
2023-02-05 04:30 | 2.1224 | 2.1224
2023-02-05 05:00 | 2.2143 | 2.2143
2023-02-05 05:30 | 2.1271 | 2.1271
2023-02-05 06:00 | 2.1512 | 2.1512
2023-02-05 06:30 | 2.0325 | 2.0325
2023-02-05 07:00 | 2.2354 | 2.2354
2023-02-05 07:30 | 2.0394 | 2.0394
2023-02-05 08:00 | 2.3298 | 2.3298
2023-02-05 08:30 | 2.1208 | 2.1208
2023-02-05 09:00 | 2.1326 | 2.1326
2023-02-05 09:30 | 2.0434 | 2.0434
2023-02-05 10:00 | 1.931 | 1.931
2023-02-05 10:30 | 2.5512 | 2.5512
2023-02-05 11:00 | 2.371 | 2.371
2023-02-05 11:30 | 2.4147 | 2.4147
2023-02-05 12:00 | 3.0805 | 3.0805
2023-02-05 12:30 | 2.8454 | 2.8454
2023-02-05 13:00 | 3.5232 | 3.5232
2023-02-05 13:30 | 3.4215 | 3.4215
2023-02-05 14:00 | 3.4494 | 3.4494
2023-02-05 14:30 | 3.8479 | 3.8479
2023-02-05 15:00 | 4.1182 | 4.1182
2023-02-05 15:30 | 4.484 | 4.484
2023-02-05 16:00 | 4.8325 | 4.8325
2023-02-05 16:30 | 4.948 | 4.948
2023-02-05 17:00 | 5.1133 | 5.1133
2023-02-05 17:30 | 5.2197 | 5.2197
2023-02-05 18:00 | 5.4073 | 5.4073
2023-02-05 18:30 | 5.2019 | 5.2019
2023-02-05 19:00 | 5.0851 | 5.0851
2023-02-05 19:30 | 4.5745 | 4.5745
2023-02-05 20:00 | 4.5012 | 4.5012
2023-02-05 20:30 | 4.2079 | 4.2079
2023-02-05 21:00 | 3.9269 | 3.9269
2023-02-05 21:30 | 3.6915 | 3.6915
2023-02-05 22:00 | 3.4416 | 3.4416
2023-02-05 22:30 | 3.1616 | 3.1616
2023-02-05 23:00 | 3.0176 | 3.0176
2023-02-05 23:30 | 2.8117 | 2.8117
2023-02-06 | 2.7535 | 2.7535
2023-02-06 00:30 | 2.6936 | 2.6936
2023-02-06 01:00 | 2.5844 | 2.5844
2023-02-06 01:30 | 2.6191 | 2.6191
2023-02-06 02:00 | 2.5344 | 2.5344
2023-02-06 02:30 | 2.5618 | 2.5618
2023-02-06 03:00 | 2.5204 | 2.5204
2023-02-06 03:30 | 2.6599 | 2.6599
2023-02-06 04:00 | 2.6506 | 2.6506
2023-02-06 04:30 | 2.766 | 2.766
2023-02-06 05:00 | 2.862 | 2.862
2023-02-06 05:30 | 2.8679 | 2.8679
2023-02-06 06:00 | 3.0008 | 3.0008
2023-02-06 06:30 | 3.1298 | 3.1298
2023-02-06 07:00 | 3.1371 | 3.1371
2023-02-06 07:30 | 3.4097 | 3.4097
2023-02-06 08:00 | 3.2042 | 3.2042
2023-02-06 08:30 | 3.0545 | 3.0545
2023-02-06 09:00 | 2.9378 | 2.9378
2023-02-06 09:30 | 3.0436 | 3.0436
2023-02-06 10:00 | 3.5059 | 3.5059
2023-02-06 10:30 | 3.6914 | 3.6914
2023-02-06 11:00 | 3.2934 | 3.2934
2023-02-06 11:30 | 3.3346 | 3.3346
2023-02-06 12:00 | 2.9623 | 2.9623
2023-02-06 12:30 | 4.0725 | 4.0725
2023-02-06 13:00 | 3.5618 | 3.5618
2023-02-06 13:30 | 4.0072 | 4.0072
2023-02-06 14:00 | 3.7949 | 3.7949
2023-02-06 14:30 | 4.3925 | 4.3925
2023-02-06 15:00 | 3.7758 | 3.7758
2023-02-06 15:30 | 4.3029 | 4.3029
2023-02-06 16:00 | 4.392 | 4.392
2023-02-06 16:30 | 5.0218 | 5.0218
2023-02-06 17:00 | 4.9578 | 4.9578
2023-02-06 17:30 | 4.5229 | 4.5229
2023-02-06 18:00 | 4.5391 | 4.5391
2023-02-06 18:30 | 4.7227 | 4.7227
2023-02-06 19:00 | 4.5878 | 4.5878
2023-02-06 19:30 | 4.7538 | 4.7538
2023-02-06 20:00 | 4.4771 | 4.4771
2023-02-06 20:30 | 3.9783 | 3.9783
2023-02-06 21:00 | 3.6849 | 3.6849
2023-02-06 21:30 | 3.4466 | 3.4466
2023-02-06 22:00 | 3.1798 | 3.1798
2023-02-06 22:30 | 2.9775 | 2.9775
2023-02-06 23:00 | 2.8463 | 2.8463
2023-02-06 23:30 | 2.7389 | 2.7389
2023-02-07 | 2.6443 | 2.6443
2023-02-07 00:30 | 2.6257 | 2.6257
2023-02-07 01:00 | 2.465 | 2.465
2023-02-07 01:30 | 2.5006 | 2.5006
2023-02-07 02:00 | 2.465 | 2.465
2023-02-07 02:30 | 2.4623 | 2.4623
2023-02-07 03:00 | 2.486 | 2.486
2023-02-07 03:30 | 2.4044 | 2.4044
2023-02-07 04:00 | 2.3781 | 2.3781
2023-02-07 04:30 | 2.3578 | 2.3578
2023-02-07 05:00 | 2.6174 | 2.6174
2023-02-07 05:30 | 2.6485 | 2.6485
2023-02-07 06:00 | 2.8143 | 2.8143
2023-02-07 06:30 | 2.6983 | 2.6983
2023-02-07 07:00 | 3.0008 | 3.0008
2023-02-07 07:30 | 3.0544 | 3.0544
2023-02-07 08:00 | 3.1897 | 3.1897
2023-02-07 08:30 | 3.1434 | 3.1434
2023-02-07 09:00 | 3.0961 | 3.0961
2023-02-07 09:30 | 3.0273 | 3.0273
2023-02-07 10:00 | 2.603 | 2.603
2023-02-07 10:30 | 2.3941 | 2.3941
2023-02-07 11:00 | 2.401 | 2.401
2023-02-07 11:30 | 2.6793 | 2.6793
2023-02-07 12:00 | 2.933 | 2.933
2023-02-07 12:30 | 3.5852 | 3.5852
2023-02-07 13:00 | 3.3223 | 3.3223
2023-02-07 13:30 | 3.4823 | 3.4823
2023-02-07 14:00 | 3.4556 | 3.4556
2023-02-07 14:30 | 3.4876 | 3.4876
2023-02-07 15:00 | 3.6438 | 3.6438
2023-02-07 15:30 | 3.6472 | 3.6472
2023-02-07 16:00 | 3.9098 | 3.9098
2023-02-07 16:30 | 4.088 | 4.088
2023-02-07 17:00 | 4.2851 | 4.2851
2023-02-07 17:30 | 4.5647 | 4.5647
2023-02-07 18:00 | 4.7156 | 4.7156
2023-02-07 18:30 | 4.9415 | 4.9415
2023-02-07 19:00 | 4.9486 | 4.9486
2023-02-07 19:30 | 4.7984 | 4.7984
2023-02-07 20:00 | 4.5724 | 4.5724
2023-02-07 20:30 | 4.3257 | 4.3257
2023-02-07 21:00 | 4.0913 | 4.0913
2023-02-07 21:30 | 3.9118 | 3.9118
2023-02-07 22:00 | 3.5367 | 3.5367
2023-02-07 22:30 | 3.2687 | 3.2687
2023-02-07 23:00 | 3.0544 | 3.0544
2023-02-07 23:30 | 2.9472 | 2.9472
2023-02-08 | 2.9472 | 2.9472
2023-02-08 00:30 | 2.7329 | 2.7329
2023-02-08 01:00 | 2.7329 | 2.7329
2023-02-08 01:30 | 2.6257 | 2.6257
2023-02-08 02:00 | 2.6257 | 2.6257
2023-02-08 02:30 | 2.6257 | 2.6257
2023-02-08 03:00 | 2.5721 | 2.5721
2023-02-08 03:30 | 2.6257 | 2.6257
2023-02-08 04:00 | 2.5185 | 2.5185
2023-02-08 04:30 | 2.5721 | 2.5721
2023-02-08 05:00 | 2.7865 | 2.7865
2023-02-08 05:30 | 2.9472 | 2.9472
2023-02-08 06:00 | 2.9472 | 2.9472
2023-02-08 06:30 | 3.0008 | 3.0008
2023-02-08 07:00 | 3.1616 | 3.1616
2023-02-08 07:30 | 3.2687 | 3.2687
2023-02-08 08:00 | 3.2687 | 3.2687
2023-02-08 08:30 | 3.0321 | 3.0321
2023-02-08 09:00 | 3.2152 | 3.2152
2023-02-08 09:30 | 3.0544 | 3.0544
2023-02-08 10:00 | 3.3759 | 3.3759
2023-02-08 10:30 | 2.9101 | 2.9101
2023-02-08 11:00 | 2.9696 | 2.9696
2023-02-08 11:30 | 3.2687 | 3.2687
2023-02-08 12:00 | 3.3759 | 3.3759
2023-02-08 12:30 | 3.3759 | 3.3759
2023-02-08 13:00 | 3.6438 | 3.6438
2023-02-08 13:30 | 3.6808 | 3.6808
2023-02-08 14:00 | 4.0189 | 4.0189
2023-02-08 14:30 | 4.1978 | 4.1978
2023-02-08 15:00 | 4.3941 | 4.3941
2023-02-08 15:30 | 4.6084 | 4.6084
2023-02-08 16:00 | 4.7787 | 4.7787
2023-02-08 16:30 | 5.0907 | 5.0907
2023-02-08 17:00 | 4.6084 | 4.6084
2023-02-08 17:30 | 4.2869 | 4.2869
2023-02-08 18:00 | 4.5548 | 4.5548
2023-02-08 18:30 | 4.5548 | 4.5548
2023-02-08 19:00 | 4.6084 | 4.6084
2023-02-08 19:30 | 4.3405 | 4.3405
2023-02-08 20:00 | 4.1797 | 4.1797
2023-02-08 20:30 | 3.9118 | 3.9118
2023-02-08 21:00 | 3.5903 | 3.5903
2023-02-08 21:30 | 3.4831 | 3.4831
2023-02-08 22:00 | 3.0544 | 3.0544
2023-02-08 22:30 | 2.9208 | 2.9208
2023-02-08 23:00 | 2.7865 | 2.7865
2023-02-08 23:30 | 2.6257 | 2.6257
2023-02-09 | 2.6257 | 2.6257
2023-02-09 00:30 | 2.465 | 2.465
2023-02-09 01:00 | 2.5185 | 2.5185
2023-02-09 01:30 | 2.4114 | 2.4114
2023-02-09 02:00 | 2.4114 | 2.4114
2023-02-09 02:30 | 2.465 | 2.465
2023-02-09 03:00 | 2.3042 | 2.3042
2023-02-09 03:30 | 2.3042 | 2.3042
2023-02-09 04:00 | 2.3042 | 2.3042
2023-02-09 04:30 | 2.465 | 2.465
2023-02-09 05:00 | 2.5185 | 2.5185
2023-02-09 05:30 | 2.6793 | 2.6793
2023-02-09 06:00 | 2.8401 | 2.8401
2023-02-09 06:30 | 2.8401 | 2.8401
2023-02-09 07:00 | 3.108 | 3.108
2023-02-09 07:30 | 3.108 | 3.108
2023-02-09 08:00 | 2.9472 | 2.9472
2023-02-09 08:30 | 3.0008 | 3.0008
2023-02-09 09:00 | 3.1616 | 3.1616
2023-02-09 09:30 | 2.7329 | 2.7329
2023-02-09 10:00 | 2.8936 | 2.8936
2023-02-09 10:30 | 2.9472 | 2.9472
2023-02-09 11:00 | 2.8401 | 2.8401
2023-02-09 11:30 | 3.2687 | 3.2687
2023-02-09 12:00 | 3.4831 | 3.4831
2023-02-09 12:30 | 3.2687 | 3.2687
2023-02-09 13:00 | 3.5903 | 3.5903
2023-02-09 13:30 | 4.0725 | 4.0725
2023-02-09 14:00 | 3.6974 | 3.6974
2023-02-09 14:30 | 3.751 | 3.751
2023-02-09 15:00 | 4.3405 | 4.3405
2023-02-09 15:30 | 4.2333 | 4.2333
2023-02-09 16:00 | 3.6974 | 3.6974
2023-02-09 16:30 | 3.9118 | 3.9118
2023-02-09 17:00 | 4.0722 | 4.0722
2023-02-09 17:30 | 3.6974 | 3.6974
2023-02-09 18:00 | 4.3618 | 4.3618
2023-02-09 18:30 | 4.0977 | 4.0977
2023-02-09 19:00 | 4.1377 | 4.1377
2023-02-09 19:30 | 3.9118 | 3.9118
2023-02-09 20:00 | 3.8582 | 3.8582
2023-02-09 20:30 | 3.6974 | 3.6974
2023-02-09 21:00 | 3.4831 | 3.4831
2023-02-09 21:30 | 3.4831 | 3.4831
2023-02-09 22:00 | 3.1616 | 3.1616
2023-02-09 22:30 | 2.8401 | 2.8401
2023-02-09 23:00 | 2.7329 | 2.7329
2023-02-09 23:30 | 2.6257 | 2.6257
2023-02-10 | 2.5721 | 2.5721
2023-02-10 00:30 | 2.5185 | 2.5185
2023-02-10 01:00 | 2.5079 | 2.5079
2023-02-10 01:30 | 2.4114 | 2.4114
2023-02-10 02:00 | 2.4114 | 2.4114
2023-02-10 02:30 | 2.3042 | 2.3042
2023-02-10 03:00 | 2.3042 | 2.3042
2023-02-10 03:30 | 2.3042 | 2.3042
2023-02-10 04:00 | 2.3578 | 2.3578
2023-02-10 04:30 | 2.3042 | 2.3042
2023-02-10 05:00 | 2.3042 | 2.3042
2023-02-10 05:30 | 2.465 | 2.465
2023-02-10 06:00 | 2.5185 | 2.5185
2023-02-10 06:30 | 2.7329 | 2.7329
2023-02-10 07:00 | 2.8936 | 2.8936
2023-02-10 07:30 | 2.9472 | 2.9472
2023-02-10 08:00 | 2.7865 | 2.7865
2023-02-10 08:30 | 2.8009 | 2.8009
2023-02-10 09:00 | 2.7329 | 2.7329
2023-02-10 09:30 | 2.5185 | 2.5185
2023-02-10 10:00 | 2.6257 | 2.6257
2023-02-10 10:30 | 2.5185 | 2.5185
2023-02-10 11:00 | 2.8401 | 2.8401
2023-02-10 11:30 | 2.9472 | 2.9472
2023-02-10 12:00 | 3.0544 | 3.0544
2023-02-10 12:30 | 3.1995 | 3.1995
2023-02-10 13:00 | 3.2687 | 3.2687
2023-02-10 13:30 | 3.2687 | 3.2687
2023-02-10 14:00 | 3.6438 | 3.6438
2023-02-10 14:30 | 3.5903 | 3.5903
2023-02-10 15:00 | 3.6974 | 3.6974
2023-02-10 15:30 | 3.9118 | 3.9118
2023-02-10 16:00 | 4.0189 | 4.0189
2023-02-10 16:30 | 4.2333 | 4.2333
2023-02-10 17:00 | 4.3809 | 4.3809
2023-02-10 17:30 | 4.6084 | 4.6084
2023-02-10 18:00 | 4.6084 | 4.6084
2023-02-10 18:30 | 4.7812 | 4.7812
2023-02-10 19:00 | 4.8763 | 4.8763
2023-02-10 19:30 | 4.5515 | 4.5515
2023-02-10 20:00 | 4.352 | 4.352
2023-02-10 20:30 | 4.0912 | 4.0912
2023-02-10 21:00 | 3.8151 | 3.8151
2023-02-10 21:30 | 3.5903 | 3.5903
2023-02-10 22:00 | 3.3759 | 3.3759
2023-02-10 22:30 | 3.0544 | 3.0544
2023-02-10 23:00 | 3.0008 | 3.0008
2023-02-10 23:30 | 2.8401 | 2.8401
2023-02-11 | 2.8401 | 2.8401
2023-02-11 00:30 | 2.5721 | 2.5721
2023-02-11 01:00 | 2.6257 | 2.6257
2023-02-11 01:30 | 2.5185 | 2.5185
2023-02-11 02:00 | 2.5721 | 2.5721
2023-02-11 02:30 | 2.465 | 2.465
2023-02-11 03:00 | 2.5185 | 2.5185
2023-02-11 03:30 | 2.4114 | 2.4114
2023-02-11 04:00 | 2.5721 | 2.5721
2023-02-11 04:30 | 2.465 | 2.465
2023-02-11 05:00 | 2.5185 | 2.5185
2023-02-11 05:30 | 2.5185 | 2.5185
2023-02-11 06:00 | 2.6257 | 2.6257
2023-02-11 06:30 | 2.4114 | 2.4114
2023-02-11 07:00 | 2.4114 | 2.4114
2023-02-11 07:30 | 2.6257 | 2.6257
2023-02-11 08:00 | 2.5185 | 2.5185
2023-02-11 08:30 | 2.6793 | 2.6793
2023-02-11 09:00 | 2.6257 | 2.6257
2023-02-11 09:30 | 2.7329 | 2.7329
2023-02-11 10:00 | 2.9472 | 2.9472
2023-02-11 10:30 | 3.0544 | 3.0544
2023-02-11 11:00 | 3.1616 | 3.1616
2023-02-11 11:30 | 3.1616 | 3.1616
2023-02-11 12:00 | 3.3223 | 3.3223
2023-02-11 12:30 | 3.2687 | 3.2687
2023-02-11 13:00 | 3.6974 | 3.6974
2023-02-11 13:30 | 3.3759 | 3.3759
2023-02-11 14:00 | 3.5903 | 3.5903
2023-02-11 14:30 | 3.9654 | 3.9654
2023-02-11 15:00 | 3.8046 | 3.8046
2023-02-11 15:30 | 3.9118 | 3.9118
2023-02-11 16:00 | 4.0189 | 4.0189
2023-02-11 16:30 | 4.5548 | 4.5548
2023-02-11 17:00 | 4.662 | 4.662
2023-02-11 17:30 | 4.662 | 4.662
2023-02-11 18:00 | 4.7692 | 4.7692
2023-02-11 18:30 | 4.9299 | 4.9299
2023-02-11 19:00 | 4.7692 | 4.7692
2023-02-11 19:30 | 4.6084 | 4.6084
2023-02-11 20:00 | 4.5012 | 4.5012
2023-02-11 20:30 | 4.1797 | 4.1797
2023-02-11 21:00 | 3.8046 | 3.8046
2023-02-11 21:30 | 3.6974 | 3.6974
2023-02-11 22:00 | 3.3759 | 3.3759
2023-02-11 22:30 | 3.108 | 3.108
2023-02-11 23:00 | 2.8936 | 2.8936
2023-02-11 23:30 | 2.8401 | 2.8401
2023-02-12 | 2.6257 | 2.6257
2023-02-12 00:30 | 2.7329 | 2.7329
2023-02-12 01:00 | 2.4114 | 2.4114
2023-02-12 01:30 | 2.4114 | 2.4114
2023-02-12 02:00 | 2.3913 | 2.3913
2023-02-12 02:30 | 2.3471 | 2.3471
2023-02-12 03:00 | 2.3536 | 2.3536
2023-02-12 03:30 | 2.2506 | 2.2506
2023-02-12 04:00 | 2.2837 | 2.2837
2023-02-12 04:30 | 2.197 | 2.197
2023-02-12 05:00 | 2.3184 | 2.3184
2023-02-12 05:30 | 2.2564 | 2.2564
2023-02-12 06:00 | 2.2506 | 2.2506
2023-02-12 06:30 | 2.2512 | 2.2512
2023-02-12 07:00 | 2.3002 | 2.3002
2023-02-12 07:30 | 2.4114 | 2.4114
2023-02-12 08:00 | 2.3578 | 2.3578
2023-02-12 08:30 | 2.4531 | 2.4531
2023-02-12 09:00 | 2.3986 | 2.3986
2023-02-12 09:30 | 2.5721 | 2.5721
2023-02-12 10:00 | 2.5864 | 2.5864
2023-02-12 10:30 | 2.8848 | 2.8848
2023-02-12 11:00 | 2.9842 | 2.9842
2023-02-12 11:30 | 3.1616 | 3.1616
2023-02-12 12:00 | 3.3223 | 3.3223
2023-02-12 12:30 | 3.5367 | 3.5367
2023-02-12 13:00 | 3.6438 | 3.6438
2023-02-12 13:30 | 3.6974 | 3.6974
2023-02-12 14:00 | 3.9118 | 3.9118
2023-02-12 14:30 | 3.9118 | 3.9118
2023-02-12 15:00 | 4.0725 | 4.0725
2023-02-12 15:30 | 4.2869 | 4.2869
2023-02-12 16:00 | 4.4476 | 4.4476
2023-02-12 16:30 | 4.5548 | 4.5548
2023-02-12 17:00 | 4.8763 | 4.8763
2023-02-12 17:30 | 5.1594 | 5.1594
2023-02-12 18:00 | 5.4122 | 5.4122
2023-02-12 18:30 | 5.4122 | 5.4122
2023-02-12 19:00 | 5.4122 | 5.4122
2023-02-12 19:30 | 5.0907 | 5.0907
2023-02-12 20:00 | 4.8763 | 4.8763
2023-02-12 20:30 | 4.5012 | 4.5012
2023-02-12 21:00 | 4.1797 | 4.1797
2023-02-12 21:30 | 3.8046 | 3.8046
2023-02-12 22:00 | 3.5903 | 3.5903
2023-02-12 22:30 | 3.2687 | 3.2687
2023-02-12 23:00 | 3.1616 | 3.1616
2023-02-12 23:30 | 2.8936 | 2.8936
2023-02-13 | 2.8401 | 2.8401
2023-02-13 00:30 | 2.7329 | 2.7329
2023-02-13 01:00 | 2.5721 | 2.5721
2023-02-13 01:30 | 2.6257 | 2.6257
2023-02-13 02:00 | 2.5185 | 2.5185
2023-02-13 02:30 | 2.5185 | 2.5185
2023-02-13 03:00 | 2.5185 | 2.5185
2023-02-13 03:30 | 2.4114 | 2.4114
2023-02-13 04:00 | 2.4114 | 2.4114
2023-02-13 04:30 | 2.5185 | 2.5185
2023-02-13 05:00 | 2.7329 | 2.7329
2023-02-13 05:30 | 2.7865 | 2.7865
2023-02-13 06:00 | 2.8401 | 2.8401
2023-02-13 06:30 | 2.7865 | 2.7865
2023-02-13 07:00 | 3.108 | 3.108
2023-02-13 07:30 | 3.2152 | 3.2152
2023-02-13 08:00 | 3.3223 | 3.3223
2023-02-13 08:30 | 3.2152 | 3.2152
2023-02-13 09:00 | 3.2152 | 3.2152
2023-02-13 09:30 | 3.3698 | 3.3698
2023-02-13 10:00 | 3.3759 | 3.3759
2023-02-13 10:30 | 3.2687 | 3.2687
2023-02-13 11:00 | 3.4831 | 3.4831
2023-02-13 11:30 | 3.4831 | 3.4831
2023-02-13 12:00 | 3.6974 | 3.6974
2023-02-13 12:30 | 3.8582 | 3.8582
2023-02-13 13:00 | 3.9118 | 3.9118
2023-02-13 13:30 | 4.0189 | 4.0189
2023-02-13 14:00 | 4.4476 | 4.4476
2023-02-13 14:30 | 4.5548 | 4.5548
2023-02-13 15:00 | 4.7156 | 4.7156
2023-02-13 15:30 | 4.9835 | 4.9835
2023-02-13 16:00 | 5.1443 | 5.1443
2023-02-13 16:30 | 5.3586 | 5.3586
2023-02-13 17:00 | 5.6265 | 5.6265
2023-02-13 17:30 | 5.6801 | 5.6801
2023-02-13 18:00 | 5.8409 | 5.8409
2023-02-13 18:30 | 5.8945 | 5.8945
2023-02-13 19:00 | 5.8409 | 5.8409
2023-02-13 19:30 | 5.3586 | 5.3586
2023-02-13 20:00 | 5.0371 | 5.0371
2023-02-13 20:30 | 4.7692 | 4.7692
2023-02-13 21:00 | 4.2333 | 4.2333
2023-02-13 21:30 | 4.0725 | 4.0725
2023-02-13 22:00 | 3.5903 | 3.5903
2023-02-13 22:30 | 3.3759 | 3.3759
2023-02-13 23:00 | 3.0544 | 3.0544
2023-02-13 23:30 | 2.9472 | 2.9472
2023-02-14 | 2.6793 | 2.6793
2023-02-14 00:30 | 2.6257 | 2.6257
2023-02-14 01:00 | 2.5721 | 2.5721
2023-02-14 01:30 | 2.465 | 2.465
2023-02-14 02:00 | 2.3578 | 2.3578
2023-02-14 02:30 | 2.4114 | 2.4114
2023-02-14 03:00 | 2.2506 | 2.2506
2023-02-14 03:30 | 2.197 | 2.197
2023-02-14 04:00 | 2.2506 | 2.2506
2023-02-14 04:30 | 2.197 | 2.197
2023-02-14 05:00 | 2.3042 | 2.3042
2023-02-14 05:30 | 2.4114 | 2.4114
2023-02-14 06:00 | 2.465 | 2.465
2023-02-14 06:30 | 2.4114 | 2.4114
2023-02-14 07:00 | 2.6793 | 2.6793
2023-02-14 07:30 | 2.6793 | 2.6793
2023-02-14 08:00 | 2.7474 | 2.7474
2023-02-14 08:30 | 2.6257 | 2.6257
2023-02-14 09:00 | 2.6257 | 2.6257
2023-02-14 09:30 | 2.5866 | 2.5866
2023-02-14 10:00 | 2.7329 | 2.7329
2023-02-14 10:30 | 2.6793 | 2.6793
2023-02-14 11:00 | 2.9472 | 2.9472
2023-02-14 11:30 | 2.9772 | 2.9772
2023-02-14 12:00 | 3.0544 | 3.0544
2023-02-14 12:30 | 3.3759 | 3.3759
2023-02-14 13:00 | 3.4831 | 3.4831
2023-02-14 13:30 | 3.9118 | 3.9118
2023-02-14 14:00 | 4.0189 | 4.0189
2023-02-14 14:30 | 3.8582 | 3.8582
2023-02-14 15:00 | 3.9118 | 3.9118
2023-02-14 15:30 | 4.0725 | 4.0725
2023-02-14 16:00 | 4.3941 | 4.3941
2023-02-14 16:30 | 4.5925 | 4.5925
2023-02-14 17:00 | 4.7156 | 4.7156
2023-02-14 17:30 | 4.8763 | 4.8763
2023-02-14 18:00 | 5.1787 | 5.1787
2023-02-14 18:30 | 5.1978 | 5.1978
2023-02-14 19:00 | 5.1978 | 5.1978
2023-02-14 19:30 | 4.7692 | 4.7692
2023-02-14 20:00 | 4.662 | 4.662
2023-02-14 20:30 | 4.2739 | 4.2739
2023-02-14 21:00 | 4.0189 | 4.0189
2023-02-14 21:30 | 3.7324 | 3.7324
2023-02-14 22:00 | 3.3519 | 3.3519
2023-02-14 22:30 | 3.0544 | 3.0544
2023-02-14 23:00 | 2.9472 | 2.9472
2023-02-14 23:30 | 2.7329 | 2.7329
2023-02-15 | 2.6257 | 2.6257
2023-02-15 00:30 | 2.4219 | 2.4219
2023-02-15 01:00 | 2.4114 | 2.4114
2023-02-15 01:30 | 2.3042 | 2.3042
2023-02-15 02:00 | 2.3042 | 2.3042
2023-02-15 02:30 | 2.3578 | 2.3578
2023-02-15 03:00 | 2.3042 | 2.3042
2023-02-15 03:30 | 2.3042 | 2.3042
2023-02-15 04:00 | 2.197 | 2.197
2023-02-15 04:30 | 2.2506 | 2.2506
2023-02-15 05:00 | 2.3578 | 2.3578
2023-02-15 05:30 | 2.5721 | 2.5721
2023-02-15 06:00 | 2.5721 | 2.5721
2023-02-15 06:30 | 2.6793 | 2.6793
2023-02-15 07:00 | 2.831 | 2.831
2023-02-15 07:30 | 2.8936 | 2.8936
2023-02-15 08:00 | 2.7865 | 2.7865
2023-02-15 08:30 | 2.8742 | 2.8742
2023-02-15 09:00 | 2.7329 | 2.7329
2023-02-15 09:30 | 2.6257 | 2.6257
2023-02-15 10:00 | 2.8401 | 2.8401
2023-02-15 10:30 | 2.8661 | 2.8661
2023-02-15 11:00 | 3.1616 | 3.1616
2023-02-15 11:30 | 3.1616 | 3.1616
2023-02-15 12:00 | 3.4295 | 3.4295
2023-02-15 12:30 | 3.6438 | 3.6438
2023-02-15 13:00 | 3.8005 | 3.8005
2023-02-15 13:30 | 3.8046 | 3.8046
2023-02-15 14:00 | 3.9999 | 3.9999
2023-02-15 14:30 | 4.0225 | 4.0225
2023-02-15 15:00 | 4.0725 | 4.0725
2023-02-15 15:30 | 4.3408 | 4.3408
2023-02-15 16:00 | 4.5548 | 4.5548
2023-02-15 16:30 | 4.9299 | 4.9299
2023-02-15 17:00 | 4.9299 | 4.9299
2023-02-15 17:30 | 5.0907 | 5.0907
2023-02-15 18:00 | 5.3362 | 5.3362
2023-02-15 18:30 | 5.4122 | 5.4122
2023-02-15 19:00 | 5.4122 | 5.4122
2023-02-15 19:30 | 5.1978 | 5.1978
2023-02-15 20:00 | 5.1978 | 5.1978
2023-02-15 20:30 | 4.7692 | 4.7692
2023-02-15 21:00 | 4.3405 | 4.3405
2023-02-15 21:30 | 4.0189 | 4.0189
2023-02-15 22:00 | 3.8046 | 3.8046
2023-02-15 22:30 | 3.4831 | 3.4831
2023-02-15 23:00 | 3.2687 | 3.2687
2023-02-15 23:30 | 3.108 | 3.108
2023-02-16 | 3.0544 | 3.0544
2023-02-16 00:30 | 2.9472 | 2.9472
2023-02-16 01:00 | 2.7329 | 2.7329
2023-02-16 01:30 | 2.7329 | 2.7329
2023-02-16 02:00 | 2.6257 | 2.6257
2023-02-16 02:30 | 2.5185 | 2.5185
2023-02-16 03:00 | 2.5185 | 2.5185
2023-02-16 03:30 | 2.5185 | 2.5185
2023-02-16 04:00 | 2.4114 | 2.4114
2023-02-16 04:30 | 2.5721 | 2.5721
2023-02-16 05:00 | 2.5721 | 2.5721
2023-02-16 05:30 | 2.7865 | 2.7865
2023-02-16 06:00 | 2.7329 | 2.7329
2023-02-16 06:30 | 2.8401 | 2.8401
2023-02-16 07:00 | 3.0008 | 3.0008
2023-02-16 07:30 | 3.0544 | 3.0544
2023-02-16 08:00 | 3.108 | 3.108
2023-02-16 08:30 | 3.108 | 3.108
2023-02-16 09:00 | 2.8936 | 2.8936
2023-02-16 09:30 | 2.8401 | 2.8401
2023-02-16 10:00 | 3.1616 | 3.1616
2023-02-16 10:30 | 2.9583 | 2.9583
2023-02-16 11:00 | 3.1082 | 3.1082
2023-02-16 11:30 | 3.0449 | 3.0449
2023-02-16 12:00 | 3.1213 | 3.1213
2023-02-16 12:30 | 3.4122 | 3.4122
2023-02-16 13:00 | 3.3223 | 3.3223
2023-02-16 13:30 | 3.6435 | 3.6435
2023-02-16 14:00 | 3.3807 | 3.3807
2023-02-16 14:30 | 3.5416 | 3.5416
2023-02-16 15:00 | 3.751 | 3.751
2023-02-16 15:30 | 3.6974 | 3.6974
2023-02-16 16:00 | 3.3949 | 3.3949
2023-02-16 16:30 | 3.59 | 3.59
2023-02-16 17:00 | 3.5349 | 3.5349
2023-02-16 17:30 | 3.4985 | 3.4985
2023-02-16 18:00 | 3.3759 | 3.3759
2023-02-16 18:30 | 3.4395 | 3.4395
2023-02-16 19:00 | 3.4493 | 3.4493
2023-02-16 19:30 | 3.496 | 3.496
2023-02-16 20:00 | 3.4729 | 3.4729
2023-02-16 20:30 | 3.2217 | 3.2217
2023-02-16 21:00 | 3.1859 | 3.1859
2023-02-16 21:30 | 3.0122 | 3.0122
2023-02-16 22:00 | 2.8401 | 2.8401
2023-02-16 22:30 | 2.5657 | 2.5657
2023-02-16 23:00 | 2.4914 | 2.4914
2023-02-16 23:30 | 2.4367 | 2.4367
2023-02-17 | 2.3325 | 2.3325
2023-02-17 00:30 | 2.3042 | 2.3042
2023-02-17 01:00 | 2.2022 | 2.2022
2023-02-17 01:30 | 2.1434 | 2.1434
2023-02-17 02:00 | 2.1434 | 2.1434
2023-02-17 02:30 | 2.1812 | 2.1812
2023-02-17 03:00 | 2.1434 | 2.1434
2023-02-17 03:30 | 2.1434 | 2.1434
2023-02-17 04:00 | 2.0899 | 2.0899
2023-02-17 04:30 | 2.1076 | 2.1076
2023-02-17 05:00 | 2.2337 | 2.2337
2023-02-17 05:30 | 2.465 | 2.465
2023-02-17 06:00 | 2.4605 | 2.4605
2023-02-17 06:30 | 2.6712 | 2.6712
2023-02-17 07:00 | 2.6793 | 2.6793
2023-02-17 07:30 | 2.9299 | 2.9299
2023-02-17 08:00 | 2.8213 | 2.8213
2023-02-17 08:30 | 2.7437 | 2.7437
2023-02-17 09:00 | 2.6244 | 2.6244
2023-02-17 09:30 | 2.7597 | 2.7597
2023-02-17 10:00 | 2.5467 | 2.5467
2023-02-17 10:30 | 2.5934 | 2.5934
2023-02-17 11:00 | 2.7352 | 2.7352
2023-02-17 11:30 | 2.3042 | 2.3042
2023-02-17 12:00 | 2.465 | 2.465
2023-02-17 12:30 | 2.7865 | 2.7865
2023-02-17 13:00 | 2.6257 | 2.6257
2023-02-17 13:30 | 2.8401 | 2.8401
2023-02-17 14:00 | 2.6257 | 2.6257
2023-02-17 14:30 | 2.6793 | 2.6793
2023-02-17 15:00 | 2.5721 | 2.5721
2023-02-17 15:30 | 2.7329 | 2.7329
2023-02-17 16:00 | 2.7865 | 2.7865
2023-02-17 16:30 | 2.7865 | 2.7865
2023-02-17 17:00 | 2.8401 | 2.8401
2023-02-17 17:30 | 2.8401 | 2.8401
2023-02-17 18:00 | 2.9472 | 2.9472
2023-02-17 18:30 | 2.8401 | 2.8401
2023-02-17 19:00 | 2.9315 | 2.9315
2023-02-17 19:30 | 3.0544 | 3.0544
2023-02-17 20:00 | 2.9472 | 2.9472
2023-02-17 20:30 | 2.8936 | 2.8936
2023-02-17 21:00 | 2.6257 | 2.6257
2023-02-17 21:30 | 2.6227 | 2.6227
2023-02-17 22:00 | 2.465 | 2.465
2023-02-17 22:30 | 2.2506 | 2.2506
2023-02-17 23:00 | 2.197 | 2.197
2023-02-17 23:30 | 2.1434 | 2.1434
2023-02-18 | 2.0899 | 2.0899
2023-02-18 00:30 | 1.9827 | 1.9827
2023-02-18 01:00 | 1.8755 | 1.8755
2023-02-18 01:30 | 1.8755 | 1.8755
2023-02-18 02:00 | 1.7683 | 1.7683
2023-02-18 02:30 | 1.8219 | 1.8219
2023-02-18 03:00 | 1.8755 | 1.8755
2023-02-18 03:30 | 1.8755 | 1.8755
2023-02-18 04:00 | 1.9291 | 1.9291
2023-02-18 04:30 | 1.9291 | 1.9291
2023-02-18 05:00 | 1.8755 | 1.8755
2023-02-18 05:30 | 1.8755 | 1.8755
2023-02-18 06:00 | 1.9827 | 1.9827
2023-02-18 06:30 | 2.197 | 2.197
2023-02-18 07:00 | 2.197 | 2.197
2023-02-18 07:30 | 2.2506 | 2.2506
2023-02-18 08:00 | 2.3042 | 2.3042
2023-02-18 08:30 | 2.4114 | 2.4114
2023-02-18 09:00 | 2.5721 | 2.5721
2023-02-18 09:30 | 2.465 | 2.465
2023-02-18 10:00 | 2.5721 | 2.5721
2023-02-18 10:30 | 2.465 | 2.465
2023-02-18 11:00 | 2.3042 | 2.3042
2023-02-18 11:30 | 2.3847 | 2.3847
2023-02-18 12:00 | 2.4114 | 2.4114
2023-02-18 12:30 | 2.197 | 2.197
2023-02-18 13:00 | 1.9895 | 1.9895
2023-02-18 13:30 | 2.1434 | 2.1434
2023-02-18 14:00 | 2.1377 | 2.1377
2023-02-18 14:30 | 2.2506 | 2.2506
2023-02-18 15:00 | 2.4114 | 2.4114
2023-02-18 15:30 | 2.5185 | 2.5185
2023-02-18 16:00 | 2.3612 | 2.3612
2023-02-18 16:30 | 2.4114 | 2.4114
2023-02-18 17:00 | 2.5185 | 2.5185
2023-02-18 17:30 | 2.5185 | 2.5185
2023-02-18 18:00 | 2.6257 | 2.6257
2023-02-18 18:30 | 2.6565 | 2.6565
2023-02-18 19:00 | 2.7329 | 2.7329
2023-02-18 19:30 | 2.7425 | 2.7425
2023-02-18 20:00 | 2.6257 | 2.6257
2023-02-18 20:30 | 2.5461 | 2.5461
2023-02-18 21:00 | 2.4475 | 2.4475
2023-02-18 21:30 | 2.465 | 2.465
2023-02-18 22:00 | 2.3248 | 2.3248
2023-02-18 22:30 | 2.197 | 2.197
2023-02-18 23:00 | 2.1699 | 2.1699
2023-02-18 23:30 | 2.0487 | 2.0487
2023-02-19 | 1.9827 | 1.9827
2023-02-19 00:30 | 1.8987 | 1.8987
2023-02-19 01:00 | 1.8755 | 1.8755
2023-02-19 01:30 | 1.8755 | 1.8755
2023-02-19 02:00 | 1.848 | 1.848
2023-02-19 02:30 | 1.8219 | 1.8219
2023-02-19 03:00 | 1.8219 | 1.8219
2023-02-19 03:30 | 1.8219 | 1.8219
2023-02-19 04:00 | 1.8219 | 1.8219
2023-02-19 04:30 | 1.8755 | 1.8755
2023-02-19 05:00 | 1.9291 | 1.9291
2023-02-19 05:30 | 1.8755 | 1.8755
2023-02-19 06:00 | 1.9291 | 1.9291
2023-02-19 06:30 | 1.9291 | 1.9291
2023-02-19 07:00 | 1.9827 | 1.9827
2023-02-19 07:30 | 2.0363 | 2.0363
2023-02-19 08:00 | 2.3042 | 2.3042
2023-02-19 08:30 | 2.0899 | 2.0899
2023-02-19 09:00 | 2.197 | 2.197
2023-02-19 09:30 | 2.1441 | 2.1441
2023-02-19 10:00 | 2.1721 | 2.1721
2023-02-19 10:30 | 1.6284 | 1.6284
2023-02-19 11:00 | 1.9125 | 1.9125
2023-02-19 11:30 | 2.0142 | 2.0142
2023-02-19 12:00 | 2.197 | 2.197
2023-02-19 12:30 | 2.3578 | 2.3578
2023-02-19 13:00 | 1.6612 | 1.6612
2023-02-19 13:30 | 2.2506 | 2.2506
2023-02-19 14:00 | 1.7683 | 1.7683
2023-02-19 14:30 | 1.9979 | 1.9979
2023-02-19 15:00 | 2.3042 | 2.3042
2023-02-19 15:30 | 2.3578 | 2.3578
2023-02-19 16:00 | 2.4114 | 2.4114
2023-02-19 16:30 | 2.921 | 2.921
2023-02-19 17:00 | 2.7329 | 2.7329
2023-02-19 17:30 | 3.1616 | 3.1616
2023-02-19 18:00 | 3.2152 | 3.2152
2023-02-19 18:30 | 3.3759 | 3.3759
2023-02-19 19:00 | 3.3759 | 3.3759
2023-02-19 19:30 | 3.2687 | 3.2687
2023-02-19 20:00 | 3.3759 | 3.3759
2023-02-19 20:30 | 3.1616 | 3.1616
2023-02-19 21:00 | 2.9472 | 2.9472
2023-02-19 21:30 | 2.9472 | 2.9472
2023-02-19 22:00 | 2.6592 | 2.6592
2023-02-19 22:30 | 2.5185 | 2.5185
2023-02-19 23:00 | 2.3042 | 2.3042
2023-02-19 23:30 | 2.2506 | 2.2506
2023-02-20 | 2.197 | 2.197
2023-02-20 00:30 | 1.9827 | 1.9827
2023-02-20 01:00 | 2.0899 | 2.0899
2023-02-20 01:30 | 1.9291 | 1.9291
2023-02-20 02:00 | 1.9827 | 1.9827
2023-02-20 02:30 | 1.9827 | 1.9827
2023-02-20 03:00 | 2.0363 | 2.0363
2023-02-20 03:30 | 1.9827 | 1.9827
2023-02-20 04:00 | 1.9827 | 1.9827
2023-02-20 04:30 | 2.0899 | 2.0899
2023-02-20 05:00 | 2.197 | 2.197
2023-02-20 05:30 | 2.2506 | 2.2506
2023-02-20 06:00 | 2.2506 | 2.2506
2023-02-20 06:30 | 2.305 | 2.305
2023-02-20 07:00 | 2.5185 | 2.5185
2023-02-20 07:30 | 2.6793 | 2.6793
2023-02-20 08:00 | 2.7329 | 2.7329
2023-02-20 08:30 | 2.5185 | 2.5185
2023-02-20 09:00 | 2.4114 | 2.4114
2023-02-20 09:30 | 2.197 | 2.197
2023-02-20 10:00 | 2.303 | 2.303
2023-02-20 10:30 | 2.4372 | 2.4372
2023-02-20 11:00 | 2.3578 | 2.3578
2023-02-20 11:30 | 2.3578 | 2.3578
2023-02-20 12:00 | 2.5185 | 2.5185
2023-02-20 12:30 | 2.6257 | 2.6257
2023-02-20 13:00 | 2.7329 | 2.7329
2023-02-20 13:30 | 2.8936 | 2.8936
2023-02-20 14:00 | 3.1616 | 3.1616
2023-02-20 14:30 | 3.0544 | 3.0544
2023-02-20 15:00 | 3.3759 | 3.3759
2023-02-20 15:30 | 3.3299 | 3.3299
2023-02-20 16:00 | 3.6974 | 3.6974
2023-02-20 16:30 | 3.4831 | 3.4831
2023-02-20 17:00 | 3.6438 | 3.6438
2023-02-20 17:30 | 3.7066 | 3.7066
2023-02-20 18:00 | 3.9654 | 3.9654
2023-02-20 18:30 | 4.0189 | 4.0189
2023-02-20 19:00 | 4.1261 | 4.1261
2023-02-20 19:30 | 4.1261 | 4.1261
2023-02-20 20:00 | 3.9118 | 3.9118
2023-02-20 20:30 | 3.6438 | 3.6438
2023-02-20 21:00 | 3.3759 | 3.3759
2023-02-20 21:30 | 3.3759 | 3.3759
2023-02-20 22:00 | 3.0544 | 3.0544
2023-02-20 22:30 | 2.8401 | 2.8401
2023-02-20 23:00 | 2.6257 | 2.6257
2023-02-20 23:30 | 2.5185 | 2.5185
2023-02-21 | 2.4114 | 2.4114
2023-02-21 00:30 | 2.4045 | 2.4045
2023-02-21 01:00 | 2.3578 | 2.3578
2023-02-21 01:30 | 2.3042 | 2.3042
2023-02-21 02:00 | 2.3578 | 2.3578
2023-02-21 02:30 | 2.197 | 2.197
2023-02-21 03:00 | 2.2318 | 2.2318
2023-02-21 03:30 | 2.1434 | 2.1434
2023-02-21 04:00 | 2.197 | 2.197
2023-02-21 04:30 | 2.197 | 2.197
2023-02-21 05:00 | 2.2506 | 2.2506
2023-02-21 05:30 | 2.4114 | 2.4114
2023-02-21 06:00 | 2.4114 | 2.4114
2023-02-21 06:30 | 2.5721 | 2.5721
2023-02-21 07:00 | 2.7329 | 2.7329
2023-02-21 07:30 | 2.7865 | 2.7865
2023-02-21 08:00 | 2.8401 | 2.8401
2023-02-21 08:30 | 2.7175 | 2.7175
2023-02-21 09:00 | 2.7416 | 2.7416
2023-02-21 09:30 | 2.7329 | 2.7329
2023-02-21 10:00 | 2.5721 | 2.5721
2023-02-21 10:30 | 2.9472 | 2.9472
2023-02-21 11:00 | 3.1616 | 3.1616
2023-02-21 11:30 | 2.5467 | 2.5467
2023-02-21 12:00 | 2.7938 | 2.7938
2023-02-21 12:30 | 3.108 | 3.108
2023-02-21 13:00 | 3.108 | 3.108
2023-02-21 13:30 | 3.1616 | 3.1616
2023-02-21 14:00 | 3.633 | 3.633
2023-02-21 14:30 | 3.6974 | 3.6974
2023-02-21 15:00 | 3.8582 | 3.8582
2023-02-21 15:30 | 3.8582 | 3.8582
2023-02-21 16:00 | 3.5903 | 3.5903
2023-02-21 16:30 | 4.1797 | 4.1797
2023-02-21 17:00 | 4.2333 | 4.2333
2023-02-21 17:30 | 4.1797 | 4.1797
2023-02-21 18:00 | 4.1797 | 4.1797
2023-02-21 18:30 | 4.3405 | 4.3405
2023-02-21 19:00 | 4.3188 | 4.3188
2023-02-21 19:30 | 4.2869 | 4.2869
2023-02-21 20:00 | 4.0189 | 4.0189
2023-02-21 20:30 | 3.8046 | 3.8046
2023-02-21 21:00 | 3.4574 | 3.4574
2023-02-21 21:30 | 3.4295 | 3.4295
2023-02-21 22:00 | 3.1616 | 3.1616
2023-02-21 22:30 | 2.8401 | 2.8401
2023-02-21 23:00 | 2.7329 | 2.7329
2023-02-21 23:30 | 2.5721 | 2.5721
2023-02-22 | 2.5721 | 2.5721
2023-02-22 00:30 | 2.4114 | 2.4114
2023-02-22 01:00 | 2.3578 | 2.3578
2023-02-22 01:30 | 2.3042 | 2.3042
2023-02-22 02:00 | 2.4114 | 2.4114
2023-02-22 02:30 | 2.3042 | 2.3042
2023-02-22 03:00 | 2.197 | 2.197
2023-02-22 03:30 | 2.197 | 2.197
2023-02-22 04:00 | 2.197 | 2.197
2023-02-22 04:30 | 2.3042 | 2.3042
2023-02-22 05:00 | 2.3042 | 2.3042
2023-02-22 05:30 | 2.5185 | 2.5185
2023-02-22 06:00 | 2.5185 | 2.5185
2023-02-22 06:30 | 2.6257 | 2.6257
2023-02-22 07:00 | 2.8401 | 2.8401
2023-02-22 07:30 | 3.1616 | 3.1616
2023-02-22 08:00 | 2.9472 | 2.9472
2023-02-22 08:30 | 2.8936 | 2.8936
2023-02-22 09:00 | 2.7865 | 2.7865
2023-02-22 09:30 | 2.7865 | 2.7865
2023-02-22 10:00 | 2.8936 | 2.8936
2023-02-22 10:30 | 2.8936 | 2.8936
2023-02-22 11:00 | 2.9566 | 2.9566
2023-02-22 11:30 | 3.0544 | 3.0544
2023-02-22 12:00 | 3.1616 | 3.1616
2023-02-22 12:30 | 3.1616 | 3.1616
2023-02-22 13:00 | 3.2687 | 3.2687
2023-02-22 13:30 | 3.3759 | 3.3759
2023-02-22 14:00 | 3.4295 | 3.4295
2023-02-22 14:30 | 3.4831 | 3.4831
2023-02-22 15:00 | 3.8046 | 3.8046
2023-02-22 15:30 | 3.6974 | 3.6974
2023-02-22 16:00 | 4.5012 | 4.5012
2023-02-22 16:30 | 4.662 | 4.662
2023-02-22 17:00 | 4.5548 | 4.5548
2023-02-22 17:30 | 4.5012 | 4.5012
2023-02-22 18:00 | 4.662 | 4.662
2023-02-22 18:30 | 4.7692 | 4.7692
2023-02-22 19:00 | 4.7692 | 4.7692
2023-02-22 19:30 | 4.662 | 4.662
2023-02-22 20:00 | 4.5548 | 4.5548
2023-02-22 20:30 | 4.1172 | 4.1172
2023-02-22 21:00 | 3.8046 | 3.8046
2023-02-22 21:30 | 3.6438 | 3.6438
2023-02-22 22:00 | 3.3759 | 3.3759
2023-02-22 22:30 | 3.0544 | 3.0544
2023-02-22 23:00 | 2.8936 | 2.8936
2023-02-22 23:30 | 2.8401 | 2.8401
2023-02-23 | 2.7329 | 2.7329
2023-02-23 00:30 | 2.7329 | 2.7329
2023-02-23 01:00 | 2.465 | 2.465
2023-02-23 01:30 | 2.4114 | 2.4114
2023-02-23 02:00 | 2.5185 | 2.5185
2023-02-23 02:30 | 2.3578 | 2.3578
2023-02-23 03:00 | 2.3578 | 2.3578
2023-02-23 03:30 | 2.3042 | 2.3042
2023-02-23 04:00 | 2.3042 | 2.3042
2023-02-23 04:30 | 2.4114 | 2.4114
2023-02-23 05:00 | 2.5185 | 2.5185
2023-02-23 05:30 | 2.7329 | 2.7329
2023-02-23 06:00 | 2.6257 | 2.6257
2023-02-23 06:30 | 2.7329 | 2.7329
2023-02-23 07:00 | 2.7329 | 2.7329
2023-02-23 07:30 | 3.1616 | 3.1616
2023-02-23 08:00 | 2.9709 | 2.9709
2023-02-23 08:30 | 2.8401 | 2.8401
2023-02-23 09:00 | 2.7865 | 2.7865
2023-02-23 09:30 | 2.8272 | 2.8272
2023-02-23 10:00 | 2.7329 | 2.7329
2023-02-23 10:30 | 2.8258 | 2.8258
2023-02-23 11:00 | 3.1169 | 3.1169
2023-02-23 11:30 | 3.2152 | 3.2152
2023-02-23 12:00 | 3.108 | 3.108
2023-02-23 12:30 | 3.8046 | 3.8046
2023-02-23 13:00 | 3.2687 | 3.2687
2023-02-23 13:30 | 3.6438 | 3.6438
2023-02-23 14:00 | 4.1504 | 4.1504
2023-02-23 14:30 | 3.8317 | 3.8317
2023-02-23 15:00 | 4.1261 | 4.1261
2023-02-23 15:30 | 3.751 | 3.751
2023-02-23 16:00 | 4.2105 | 4.2105
2023-02-23 16:30 | 4.3181 | 4.3181
2023-02-23 17:00 | 4.4476 | 4.4476
2023-02-23 17:30 | 4.6084 | 4.6084
2023-02-23 18:00 | 4.7692 | 4.7692
2023-02-23 18:30 | 4.7692 | 4.7692
2023-02-23 19:00 | 4.8356 | 4.8356
2023-02-23 19:30 | 4.6084 | 4.6084
2023-02-23 20:00 | 4.5012 | 4.5012
2023-02-23 20:30 | 4.1261 | 4.1261
2023-02-23 21:00 | 3.751 | 3.751
2023-02-23 21:30 | 3.6438 | 3.6438
2023-02-23 22:00 | 3.2687 | 3.2687
2023-02-23 22:30 | 2.8401 | 2.8401
2023-02-23 23:00 | 2.7329 | 2.7329
2023-02-23 23:30 | 2.6793 | 2.6793
2023-02-24 | 2.5185 | 2.5185
2023-02-24 00:30 | 2.465 | 2.465
2023-02-24 01:00 | 2.3042 | 2.3042
2023-02-24 01:30 | 2.197 | 2.197
2023-02-24 02:00 | 2.3042 | 2.3042
2023-02-24 02:30 | 2.2506 | 2.2506
2023-02-24 03:00 | 2.197 | 2.197
2023-02-24 03:30 | 2.197 | 2.197
2023-02-24 04:00 | 2.197 | 2.197
2023-02-24 04:30 | 2.3042 | 2.3042
2023-02-24 05:00 | 2.197 | 2.197
2023-02-24 05:30 | 2.5185 | 2.5185
2023-02-24 06:00 | 2.5185 | 2.5185
2023-02-24 06:30 | 2.6257 | 2.6257
2023-02-24 07:00 | 2.6793 | 2.6793
2023-02-24 07:30 | 2.8936 | 2.8936
2023-02-24 08:00 | 2.7865 | 2.7865
2023-02-24 08:30 | 3.108 | 3.108
2023-02-24 09:00 | 2.7865 | 2.7865
2023-02-24 09:30 | 2.8401 | 2.8401
2023-02-24 10:00 | 2.6257 | 2.6257
2023-02-24 10:30 | 2.8401 | 2.8401
2023-02-24 11:00 | 2.8401 | 2.8401
2023-02-24 11:30 | 3.0544 | 3.0544
2023-02-24 12:00 | 3.108 | 3.108
2023-02-24 12:30 | 3.1616 | 3.1616
2023-02-24 13:00 | 3.2687 | 3.2687
2023-02-24 13:30 | 3.3759 | 3.3759
2023-02-24 14:00 | 3.8046 | 3.8046
2023-02-24 14:30 | 3.6139 | 3.6139
2023-02-24 15:00 | 3.6974 | 3.6974
2023-02-24 15:30 | 4.1261 | 4.1261
2023-02-24 16:00 | 4.0189 | 4.0189
2023-02-24 16:30 | 4.7156 | 4.7156
2023-02-24 17:00 | 4.5012 | 4.5012
2023-02-24 17:30 | 4.5012 | 4.5012
2023-02-24 18:00 | 4.5548 | 4.5548
2023-02-24 18:30 | 4.7156 | 4.7156
2023-02-24 19:00 | 4.5548 | 4.5548
2023-02-24 19:30 | 4.4729 | 4.4729
2023-02-24 20:00 | 4.1797 | 4.1797
2023-02-24 20:30 | 4.015 | 4.015
2023-02-24 21:00 | 3.6974 | 3.6974
2023-02-24 21:30 | 3.5903 | 3.5903
2023-02-24 22:00 | 3.2687 | 3.2687
2023-02-24 22:30 | 3.1616 | 3.1616
2023-02-24 23:00 | 2.9472 | 2.9472
2023-02-24 23:30 | 2.8401 | 2.8401
2023-02-25 | 2.7329 | 2.7329
2023-02-25 00:30 | 2.6257 | 2.6257
2023-02-25 01:00 | 2.5721 | 2.5721
2023-02-25 01:30 | 2.465 | 2.465
2023-02-25 02:00 | 2.4114 | 2.4114
2023-02-25 02:30 | 2.3042 | 2.3042
2023-02-25 03:00 | 2.3042 | 2.3042
2023-02-25 03:30 | 2.4114 | 2.4114
2023-02-25 04:00 | 2.2506 | 2.2506
2023-02-25 04:30 | 2.3042 | 2.3042
2023-02-25 05:00 | 2.4114 | 2.4114
2023-02-25 05:30 | 2.465 | 2.465
2023-02-25 06:00 | 2.5185 | 2.5185
2023-02-25 06:30 | 2.5721 | 2.5721
2023-02-25 07:00 | 2.5185 | 2.5185
2023-02-25 07:30 | 2.6793 | 2.6793
2023-02-25 08:00 | 2.6257 | 2.6257
2023-02-25 08:30 | 2.7865 | 2.7865
2023-02-25 09:00 | 2.9759 | 2.9759
2023-02-25 09:30 | 2.7453 | 2.7453
2023-02-25 10:00 | 2.8401 | 2.8401
2023-02-25 10:30 | 2.8936 | 2.8936
2023-02-25 11:00 | 2.9472 | 2.9472
2023-02-25 11:30 | 3.5903 | 3.5903
2023-02-25 12:00 | 3.6438 | 3.6438
2023-02-25 12:30 | 3.108 | 3.108
2023-02-25 13:00 | 3.4295 | 3.4295
2023-02-25 13:30 | 3.8046 | 3.8046
2023-02-25 14:00 | 3.959 | 3.959
2023-02-25 14:30 | 3.4831 | 3.4831
2023-02-25 15:00 | 3.751 | 3.751
2023-02-25 15:30 | 4.1797 | 4.1797
2023-02-25 16:00 | 4.0189 | 4.0189
2023-02-25 16:30 | 4.2815 | 4.2815
2023-02-25 17:00 | 4.662 | 4.662
2023-02-25 17:30 | 4.5548 | 4.5548
2023-02-25 18:00 | 4.9835 | 4.9835
2023-02-25 18:30 | 4.8227 | 4.8227
2023-02-25 19:00 | 4.8877 | 4.8877
2023-02-25 19:30 | 4.6575 | 4.6575
2023-02-25 20:00 | 4.4476 | 4.4476
2023-02-25 20:30 | 4.0725 | 4.0725
2023-02-25 21:00 | 3.8582 | 3.8582
2023-02-25 21:30 | 3.6604 | 3.6604
2023-02-25 22:00 | 3.4523 | 3.4523
2023-02-25 22:30 | 3.1367 | 3.1367
2023-02-25 23:00 | 2.9813 | 2.9813
2023-02-25 23:30 | 2.8219 | 2.8219
2023-02-26 | 2.6759 | 2.6759
2023-02-26 00:30 | 2.6257 | 2.6257
2023-02-26 01:00 | 2.5252 | 2.5252
2023-02-26 01:30 | 2.4592 | 2.4592
2023-02-26 02:00 | 2.4388 | 2.4388
2023-02-26 02:30 | 2.4184 | 2.4184
2023-02-26 03:00 | 2.4139 | 2.4139
2023-02-26 03:30 | 2.3047 | 2.3047
2023-02-26 04:00 | 2.4113 | 2.4113
2023-02-26 04:30 | 2.4001 | 2.4001
2023-02-26 05:00 | 2.5185 | 2.5185
2023-02-26 05:30 | 2.3987 | 2.3987
2023-02-26 06:00 | 2.4623 | 2.4623
2023-02-26 06:30 | 2.5149 | 2.5149
2023-02-26 07:00 | 2.5266 | 2.5266
2023-02-26 07:30 | 2.5057 | 2.5057
2023-02-26 08:00 | 2.5721 | 2.5721
2023-02-26 08:30 | 2.4866 | 2.4866
2023-02-26 09:00 | 2.5374 | 2.5374
2023-02-26 09:30 | 2.5721 | 2.5721
2023-02-26 10:00 | 2.7865 | 2.7865
2023-02-26 10:30 | 2.749 | 2.749
2023-02-26 11:00 | 2.8627 | 2.8627
2023-02-26 11:30 | 3.0893 | 3.0893
2023-02-26 12:00 | 3.1616 | 3.1616
2023-02-26 12:30 | 3.3895 | 3.3895
2023-02-26 13:00 | 3.108 | 3.108
2023-02-26 13:30 | 3.5276 | 3.5276
2023-02-26 14:00 | 3.5903 | 3.5903
2023-02-26 14:30 | 3.2689 | 3.2689
2023-02-26 15:00 | 3.5903 | 3.5903
2023-02-26 15:30 | 3.9118 | 3.9118
2023-02-26 16:00 | 3.6974 | 3.6974
2023-02-26 16:30 | 4.0725 | 4.0725
2023-02-26 17:00 | 4.0725 | 4.0725
2023-02-26 17:30 | 4.1261 | 4.1261
2023-02-26 18:00 | 4.1261 | 4.1261
2023-02-26 18:30 | 4.0189 | 4.0189
2023-02-26 19:00 | 4.1261 | 4.1261
2023-02-26 19:30 | 4.2368 | 4.2368
2023-02-26 20:00 | 3.8505 | 3.8505
2023-02-26 20:30 | 3.6705 | 3.6705
2023-02-26 21:00 | 3.4475 | 3.4475
2023-02-26 21:30 | 3.3223 | 3.3223
2023-02-26 22:00 | 3.1064 | 3.1064
2023-02-26 22:30 | 2.8401 | 2.8401
2023-02-26 23:00 | 2.7865 | 2.7865
2023-02-26 23:30 | 2.6257 | 2.6257
2023-02-27 | 2.5185 | 2.5185
2023-02-27 00:30 | 2.5721 | 2.5721
2023-02-27 01:00 | 2.3578 | 2.3578
2023-02-27 01:30 | 2.4114 | 2.4114
2023-02-27 02:00 | 2.4114 | 2.4114
2023-02-27 02:30 | 2.4114 | 2.4114
2023-02-27 03:00 | 2.3578 | 2.3578
2023-02-27 03:30 | 2.3578 | 2.3578
2023-02-27 04:00 | 2.5185 | 2.5185
2023-02-27 04:30 | 2.5185 | 2.5185
2023-02-27 05:00 | 2.6257 | 2.6257
2023-02-27 05:30 | 2.6257 | 2.6257
2023-02-27 06:00 | 2.7865 | 2.7865
2023-02-27 06:30 | 2.9472 | 2.9472
2023-02-27 07:00 | 3.108 | 3.108
2023-02-27 07:30 | 3.0544 | 3.0544
2023-02-27 08:00 | 3.0008 | 3.0008
2023-02-27 08:30 | 3.0544 | 3.0544
2023-02-27 09:00 | 2.9684 | 2.9684
2023-02-27 09:30 | 2.9472 | 2.9472
2023-02-27 10:00 | 3.0008 | 3.0008
2023-02-27 10:30 | 2.6257 | 2.6257
2023-02-27 11:00 | 2.5185 | 2.5185
2023-02-27 11:30 | 2.7875 | 2.7875
2023-02-27 12:00 | 3.2687 | 3.2687
2023-02-27 12:30 | 3.0544 | 3.0544
2023-02-27 13:00 | 3.2687 | 3.2687
2023-02-27 13:30 | 3.3448 | 3.3448
2023-02-27 14:00 | 3.2152 | 3.2152
2023-02-27 14:30 | 3.2921 | 3.2921
2023-02-27 15:00 | 2.8401 | 2.8401
2023-02-27 15:30 | 3.751 | 3.751
2023-02-27 16:00 | 3.3901 | 3.3901
2023-02-27 16:30 | 3.7228 | 3.7228
2023-02-27 17:00 | 4.3405 | 4.3405
2023-02-27 17:30 | 4.1797 | 4.1797
2023-02-27 18:00 | 4.3405 | 4.3405
2023-02-27 18:30 | 4.5012 | 4.5012
2023-02-27 19:00 | 4.7692 | 4.7692
2023-02-27 19:30 | 4.4476 | 4.4476
2023-02-27 20:00 | 4.4476 | 4.4476
2023-02-27 20:30 | 4.0189 | 4.0189
2023-02-27 21:00 | 3.6438 | 3.6438
2023-02-27 21:30 | 3.5367 | 3.5367
2023-02-27 22:00 | 3.3759 | 3.3759
2023-02-27 22:30 | 2.9329 | 2.9329
2023-02-27 23:00 | 2.7865 | 2.7865
2023-02-27 23:30 | 2.6257 | 2.6257
2023-02-28 | 2.465 | 2.465
2023-02-28 00:30 | 2.465 | 2.465
2023-02-28 01:00 | 2.3042 | 2.3042
2023-02-28 01:30 | 2.4114 | 2.4114
2023-02-28 02:00 | 2.2506 | 2.2506
2023-02-28 02:30 | 2.2506 | 2.2506
2023-02-28 03:00 | 2.197 | 2.197
2023-02-28 03:30 | 2.197 | 2.197
2023-02-28 04:00 | 2.197 | 2.197
2023-02-28 04:30 | 2.197 | 2.197
2023-02-28 05:00 | 2.3042 | 2.3042
2023-02-28 05:30 | 2.4114 | 2.4114
2023-02-28 06:00 | 2.5721 | 2.5721
2023-02-28 06:30 | 2.5185 | 2.5185
2023-02-28 07:00 | 2.8401 | 2.8401
2023-02-28 07:30 | 2.8401 | 2.8401
2023-02-28 08:00 | 2.8401 | 2.8401
2023-02-28 08:30 | 2.6257 | 2.6257
2023-02-28 09:00 | 2.6793 | 2.6793
2023-02-28 09:30 | 2.465 | 2.465
2023-02-28 10:00 | 2.6004 | 2.6004
2023-02-28 10:30 | 2.6257 | 2.6257
2023-02-28 11:00 | 2.7329 | 2.7329
2023-02-28 11:30 | 2.8401 | 2.8401
2023-02-28 12:00 | 3.108 | 3.108
2023-02-28 12:30 | 3.1343 | 3.1343
2023-02-28 13:00 | 3.5367 | 3.5367
2023-02-28 13:30 | 4.1231 | 4.1231
2023-02-28 14:00 | 3.9118 | 3.9118
2023-02-28 14:30 | 3.8046 | 3.8046
2023-02-28 15:00 | 4.3941 | 4.3941
2023-02-28 15:30 | 4.0189 | 4.0189
2023-02-28 16:00 | 4.3405 | 4.3405
2023-02-28 16:30 | 4.4476 | 4.4476
2023-02-28 17:00 | 4.4476 | 4.4476
2023-02-28 17:30 | 4.6941 | 4.6941
2023-02-28 18:00 | 4.8763 | 4.8763
2023-02-28 18:30 | 4.8929 | 4.8929
2023-02-28 19:00 | 4.9907 | 4.9907
2023-02-28 19:30 | 4.7291 | 4.7291
2023-02-28 20:00 | 4.633 | 4.633
2023-02-28 20:30 | 4.2333 | 4.2333
2023-02-28 21:00 | 3.9118 | 3.9118
2023-02-28 21:30 | 3.8046 | 3.8046
2023-02-28 22:00 | 3.5367 | 3.5367
2023-02-28 22:30 | 3.1616 | 3.1616
2023-02-28 23:00 | 2.9472 | 2.9472
2023-02-28 23:30 | 2.8401 | 2.8401
2023-03-01 | 2.7329 | 2.7329
2023-03-01 00:30 | 2.6257 | 2.6257
2023-03-01 01:00 | 2.465 | 2.465
2023-03-01 01:30 | 2.4114 | 2.4114
2023-03-01 02:00 | 2.3042 | 2.3042
2023-03-01 02:30 | 2.3578 | 2.3578
2023-03-01 03:00 | 2.4114 | 2.4114
2023-03-01 03:30 | 2.3578 | 2.3578
2023-03-01 04:00 | 2.3578 | 2.3578
2023-03-01 04:30 | 2.3578 | 2.3578
2023-03-01 05:00 | 2.6257 | 2.6257
2023-03-01 05:30 | 2.6793 | 2.6793
2023-03-01 06:00 | 2.7329 | 2.7329
2023-03-01 06:30 | 2.9255 | 2.9255
2023-03-01 07:00 | 2.9472 | 2.9472
2023-03-01 07:30 | 3.0628 | 3.0628
2023-03-01 08:00 | 3.0544 | 3.0544
2023-03-01 08:30 | 2.7329 | 2.7329
2023-03-01 09:00 | 3.2611 | 3.2611
2023-03-01 09:30 | 2.8401 | 2.8401
2023-03-01 10:00 | 3.3518 | 3.3518
2023-03-01 10:30 | 2.9686 | 2.9686
2023-03-01 11:00 | 3.108 | 3.108
2023-03-01 11:30 | 3.2191 | 3.2191
2023-03-01 12:00 | 3.4829 | 3.4829
2023-03-01 12:30 | 3.4783 | 3.4783
2023-03-01 13:00 | 3.8046 | 3.8046
2023-03-01 13:30 | 3.8582 | 3.8582
2023-03-01 14:00 | 3.751 | 3.751
2023-03-01 14:30 | 3.9608 | 3.9608
2023-03-01 15:00 | 4.0411 | 4.0411
2023-03-01 15:30 | 4.2333 | 4.2333
2023-03-01 16:00 | 4.765 | 4.765
2023-03-01 16:30 | 5.1978 | 5.1978
2023-03-01 17:00 | 4.778 | 4.778
2023-03-01 17:30 | 5.0371 | 5.0371
2023-03-01 18:00 | 5.2514 | 5.2514
2023-03-01 18:30 | 5.2136 | 5.2136
2023-03-01 19:00 | 5.0907 | 5.0907
2023-03-01 19:30 | 4.9511 | 4.9511
2023-03-01 20:00 | 4.75 | 4.75
2023-03-01 20:30 | 4.3941 | 4.3941
2023-03-01 21:00 | 4.1261 | 4.1261
2023-03-01 21:30 | 3.9507 | 3.9507
2023-03-01 22:00 | 3.5898 | 3.5898
2023-03-01 22:30 | 3.4142 | 3.4142
2023-03-01 23:00 | 3.2687 | 3.2687
2023-03-01 23:30 | 3.1616 | 3.1616
2023-03-02 | 2.9488 | 2.9488
2023-03-02 00:30 | 2.8936 | 2.8936
2023-03-02 01:00 | 2.7865 | 2.7865
2023-03-02 01:30 | 2.7865 | 2.7865
2023-03-02 02:00 | 2.7142 | 2.7142
2023-03-02 02:30 | 2.7865 | 2.7865
2023-03-02 03:00 | 2.7329 | 2.7329
2023-03-02 03:30 | 2.7221 | 2.7221
2023-03-02 04:00 | 2.6257 | 2.6257
2023-03-02 04:30 | 2.8401 | 2.8401
2023-03-02 05:00 | 2.7865 | 2.7865
2023-03-02 05:30 | 2.8936 | 2.8936
2023-03-02 06:00 | 3.0544 | 3.0544
2023-03-02 06:30 | 3.1498 | 3.1498
2023-03-02 07:00 | 3.2395 | 3.2395
2023-03-02 07:30 | 3.2687 | 3.2687
2023-03-02 08:00 | 3.3838 | 3.3838
2023-03-02 08:30 | 3.3395 | 3.3395
2023-03-02 09:00 | 3.219 | 3.219
2023-03-02 09:30 | 3.0544 | 3.0544
2023-03-02 10:00 | 3.4831 | 3.4831
2023-03-02 10:30 | 3.3759 | 3.3759
2023-03-02 11:00 | 3.5936 | 3.5936
2023-03-02 11:30 | 3.8869 | 3.8869
2023-03-02 12:00 | 3.5701 | 3.5701
2023-03-02 12:30 | 3.9118 | 3.9118
2023-03-02 13:00 | 3.931 | 3.931
2023-03-02 13:30 | 3.5161 | 3.5161
2023-03-02 14:00 | 3.8944 | 3.8944
2023-03-02 14:30 | 4.0725 | 4.0725
2023-03-02 15:00 | 4.3495 | 4.3495
2023-03-02 15:30 | 4.4387 | 4.4387
2023-03-02 16:00 | 4.4142 | 4.4142
2023-03-02 16:30 | 4.6106 | 4.6106
2023-03-02 17:00 | 4.8487 | 4.8487
2023-03-02 17:30 | 4.662 | 4.662
2023-03-02 18:00 | 5.1443 | 5.1443
2023-03-02 18:30 | 5.1762 | 5.1762
2023-03-02 19:00 | 5.0907 | 5.0907
2023-03-02 19:30 | 5.011 | 5.011
2023-03-02 20:00 | 4.662 | 4.662
2023-03-02 20:30 | 4.4588 | 4.4588
2023-03-02 21:00 | 4.1261 | 4.1261
2023-03-02 21:30 | 3.934 | 3.934
2023-03-02 22:00 | 3.6438 | 3.6438
2023-03-02 22:30 | 3.3207 | 3.3207
2023-03-02 23:00 | 3.1048 | 3.1048
2023-03-02 23:30 | 2.9803 | 2.9803
2023-03-03 | 2.7755 | 2.7755
2023-03-03 00:30 | 2.4274 | 2.4274
2023-03-03 01:00 | 2.5106 | 2.5106
2023-03-03 01:30 | 2.3756 | 2.3756
2023-03-03 02:00 | 2.4443 | 2.4443
2023-03-03 02:30 | 2.4033 | 2.4033
2023-03-03 03:00 | 2.4114 | 2.4114
2023-03-03 03:30 | 2.3491 | 2.3491
2023-03-03 04:00 | 2.3042 | 2.3042
2023-03-03 04:30 | 2.4887 | 2.4887
2023-03-03 05:00 | 2.5185 | 2.5185
2023-03-03 05:30 | 2.6257 | 2.6257
2023-03-03 06:00 | 2.6257 | 2.6257
2023-03-03 06:30 | 2.8401 | 2.8401
2023-03-03 07:00 | 2.8947 | 2.8947
2023-03-03 07:30 | 3.1616 | 3.1616
2023-03-03 08:00 | 3.0544 | 3.0544
2023-03-03 08:30 | 3.0486 | 3.0486
2023-03-03 09:00 | 2.8492 | 2.8492
2023-03-03 09:30 | 2.8356 | 2.8356
2023-03-03 10:00 | 2.6257 | 2.6257
2023-03-03 10:30 | 2.8216 | 2.8216
2023-03-03 11:00 | 2.8401 | 2.8401
2023-03-03 11:30 | 3.0008 | 3.0008
2023-03-03 12:00 | 2.8401 | 2.8401
2023-03-03 12:30 | 2.9472 | 2.9472
2023-03-03 13:00 | 2.7868 | 2.7868
2023-03-03 13:30 | 2.7329 | 2.7329
2023-03-03 14:00 | 2.6793 | 2.6793
2023-03-03 14:30 | 2.8333 | 2.8333
2023-03-03 15:00 | 3.047 | 3.047
2023-03-03 15:30 | 2.9102 | 2.9102
2023-03-03 16:00 | 2.9582 | 2.9582
2023-03-03 16:30 | 2.8936 | 2.8936
2023-03-03 17:00 | 2.9472 | 2.9472
2023-03-03 17:30 | 2.8595 | 2.8595
2023-03-03 18:00 | 3.075 | 3.075
2023-03-03 18:30 | 3.2057 | 3.2057
2023-03-03 19:00 | 3.2152 | 3.2152
2023-03-03 19:30 | 3.1182 | 3.1182
2023-03-03 20:00 | 3.1225 | 3.1225
2023-03-03 20:30 | 2.8597 | 2.8597
2023-03-03 21:00 | 2.8186 | 2.8186
2023-03-03 21:30 | 2.769 | 2.769
2023-03-03 22:00 | 2.5669 | 2.5669
2023-03-03 22:30 | 2.3578 | 2.3578
2023-03-03 23:00 | 2.3042 | 2.3042
2023-03-03 23:30 | 2.197 | 2.197
2023-03-04 | 2.1632 | 2.1632
2023-03-04 00:30 | 2.1931 | 2.1931
2023-03-04 01:00 | 2.0731 | 2.0731
2023-03-04 01:30 | 2.1376 | 2.1376
2023-03-04 02:00 | 2.008 | 2.008
2023-03-04 02:30 | 2.0363 | 2.0363
2023-03-04 03:00 | 1.9827 | 1.9827
2023-03-04 03:30 | 2.0564 | 2.0564
2023-03-04 04:00 | 2.1108 | 2.1108
2023-03-04 04:30 | 2.1289 | 2.1289
2023-03-04 05:00 | 2.1761 | 2.1761
2023-03-04 05:30 | 2.2798 | 2.2798
2023-03-04 06:00 | 2.1979 | 2.1979
2023-03-04 06:30 | 2.359 | 2.359
2023-03-04 07:00 | 2.3042 | 2.3042
2023-03-04 07:30 | 2.4618 | 2.4618
2023-03-04 08:00 | 2.4794 | 2.4794
2023-03-04 08:30 | 2.5434 | 2.5434
2023-03-04 09:00 | 2.4396 | 2.4396
2023-03-04 09:30 | 2.5185 | 2.5185
2023-03-04 10:00 | 2.559 | 2.559
2023-03-04 10:30 | 2.3049 | 2.3049
2023-03-04 11:00 | 2.0662 | 2.0662
2023-03-04 11:30 | 2.3578 | 2.3578
2023-03-04 12:00 | 2.3222 | 2.3222
2023-03-04 12:30 | 2.3061 | 2.3061
2023-03-04 13:00 | 2.2932 | 2.2932
2023-03-04 13:30 | 2.6257 | 2.6257
2023-03-04 14:00 | 2.5249 | 2.5249
2023-03-04 14:30 | 2.387 | 2.387
2023-03-04 15:00 | 2.5996 | 2.5996
2023-03-04 15:30 | 2.4114 | 2.4114
2023-03-04 16:00 | 3.1616 | 3.1616
2023-03-04 16:30 | 3.1933 | 3.1933
2023-03-04 17:00 | 3.1881 | 3.1881
2023-03-04 17:30 | 3.5247 | 3.5247
2023-03-04 18:00 | 3.6392 | 3.6392
2023-03-04 18:30 | 3.6438 | 3.6438
2023-03-04 19:00 | 3.6815 | 3.6815
2023-03-04 19:30 | 3.5914 | 3.5914
2023-03-04 20:00 | 3.56 | 3.56
2023-03-04 20:30 | 3.3759 | 3.3759
2023-03-04 21:00 | 3.2687 | 3.2687
2023-03-04 21:30 | 3.2166 | 3.2166
2023-03-04 22:00 | 3.0008 | 3.0008
2023-03-04 22:30 | 2.822 | 2.822
2023-03-04 23:00 | 2.6793 | 2.6793
2023-03-04 23:30 | 2.6793 | 2.6793
2023-03-05 | 2.5448 | 2.5448
2023-03-05 00:30 | 2.4954 | 2.4954
2023-03-05 01:00 | 2.4423 | 2.4423
2023-03-05 01:30 | 2.3553 | 2.3553
2023-03-05 02:00 | 2.3674 | 2.3674
2023-03-05 02:30 | 2.2904 | 2.2904
2023-03-05 03:00 | 2.2529 | 2.2529
2023-03-05 03:30 | 2.2536 | 2.2536
2023-03-05 04:00 | 2.2591 | 2.2591
2023-03-05 04:30 | 2.3311 | 2.3311
2023-03-05 05:00 | 2.2671 | 2.2671
2023-03-05 05:30 | 2.2823 | 2.2823
2023-03-05 06:00 | 2.3802 | 2.3802
2023-03-05 06:30 | 2.3238 | 2.3238
2023-03-05 07:00 | 2.4307 | 2.4307
2023-03-05 07:30 | 2.3663 | 2.3663
2023-03-05 08:00 | 2.5395 | 2.5395
2023-03-05 08:30 | 2.2028 | 2.2028
2023-03-05 09:00 | 2.4062 | 2.4062
2023-03-05 09:30 | 2.2414 | 2.2414
2023-03-05 10:00 | 2.6222 | 2.6222
2023-03-05 10:30 | 2.352 | 2.352
2023-03-05 11:00 | 2.6726 | 2.6726
2023-03-05 11:30 | 3.0073 | 3.0073
2023-03-05 12:00 | 3.1065 | 3.1065
2023-03-05 12:30 | 3.2904 | 3.2904
2023-03-05 13:00 | 3.2261 | 3.2261
2023-03-05 13:30 | 3.1246 | 3.1246
2023-03-05 14:00 | 3.5691 | 3.5691
2023-03-05 14:30 | 3.7136 | 3.7136
2023-03-05 15:00 | 3.6436 | 3.6436
2023-03-05 15:30 | 3.5602 | 3.5602
2023-03-05 16:00 | 3.5196 | 3.5196
2023-03-05 16:30 | 3.5477 | 3.5477
2023-03-05 17:00 | 4.0342 | 4.0342
2023-03-05 17:30 | 4.2141 | 4.2141
2023-03-05 18:00 | 4.4264 | 4.4264
2023-03-05 18:30 | 4.2965 | 4.2965
2023-03-05 19:00 | 4.3419 | 4.3419
2023-03-05 19:30 | 4.2561 | 4.2561
2023-03-05 20:00 | 4.1661 | 4.1661
2023-03-05 20:30 | 3.7634 | 3.7634
2023-03-05 21:00 | 3.6144 | 3.6144
2023-03-05 21:30 | 3.5901 | 3.5901
2023-03-05 22:00 | 3.2858 | 3.2858
2023-03-05 22:30 | 3.0416 | 3.0416
2023-03-05 23:00 | 2.9543 | 2.9543
2023-03-05 23:30 | 2.8817 | 2.8817
2023-03-06 | 2.7649 | 2.7649
2023-03-06 00:30 | 2.7256 | 2.7256
2023-03-06 01:00 | 2.7193 | 2.7193
2023-03-06 01:30 | 2.4808 | 2.4808
2023-03-06 02:00 | 2.4701 | 2.4701
2023-03-06 02:30 | 2.4255 | 2.4255
2023-03-06 03:00 | 2.3921 | 2.3921
2023-03-06 03:30 | 2.3578 | 2.3578
2023-03-06 04:00 | 2.4495 | 2.4495
2023-03-06 04:30 | 2.5187 | 2.5187
2023-03-06 05:00 | 2.5553 | 2.5553
2023-03-06 05:30 | 2.7955 | 2.7955
2023-03-06 06:00 | 2.7916 | 2.7916
2023-03-06 06:30 | 2.9317 | 2.9317
2023-03-06 07:00 | 2.961 | 2.961
2023-03-06 07:30 | 3.0556 | 3.0556
2023-03-06 08:00 | 2.9915 | 2.9915
2023-03-06 08:30 | 2.9132 | 2.9132
2023-03-06 09:00 | 2.9181 | 2.9181
2023-03-06 09:30 | 2.91 | 2.91
2023-03-06 10:00 | 2.3804 | 2.3804
2023-03-06 10:30 | 2.6981 | 2.6981
2023-03-06 11:00 | 2.686 | 2.686
2023-03-06 11:30 | 3.0544 | 3.0544
2023-03-06 12:00 | 2.7839 | 2.7839
2023-03-06 12:30 | 2.9841 | 2.9841
2023-03-06 13:00 | 3.2781 | 3.2781
2023-03-06 13:30 | 3.5839 | 3.5839
2023-03-06 14:00 | 4.0456 | 4.0456
2023-03-06 14:30 | 3.8578 | 3.8578
2023-03-06 15:00 | 3.6208 | 3.6208
2023-03-06 15:30 | 3.8034 | 3.8034
2023-03-06 16:00 | 4.3481 | 4.3481
2023-03-06 16:30 | 4.5148 | 4.5148
2023-03-06 17:00 | 4.7704 | 4.7704
2023-03-06 17:30 | 4.7789 | 4.7789
2023-03-06 18:00 | 4.6921 | 4.6921
2023-03-06 18:30 | 4.7692 | 4.7692
2023-03-06 19:00 | 4.7156 | 4.7156
2023-03-06 19:30 | 4.662 | 4.662
2023-03-06 20:00 | 4.3405 | 4.3405
2023-03-06 20:30 | 4.0725 | 4.0725
2023-03-06 21:00 | 3.751 | 3.751
2023-03-06 21:30 | 3.6974 | 3.6974
2023-03-06 22:00 | 3.5903 | 3.5903
2023-03-06 22:30 | 3.1904 | 3.1904
2023-03-06 23:00 | 3.0544 | 3.0544
2023-03-06 23:30 | 2.9472 | 2.9472
2023-03-07 | 2.7865 | 2.7865
2023-03-07 00:30 | 2.7603 | 2.7603
2023-03-07 01:00 | 2.7329 | 2.7329
2023-03-07 01:30 | 2.6793 | 2.6793
2023-03-07 02:00 | 2.6257 | 2.6257
2023-03-07 02:30 | 2.5185 | 2.5185
2023-03-07 03:00 | 2.5185 | 2.5185
2023-03-07 03:30 | 2.5185 | 2.5185
2023-03-07 04:00 | 2.5185 | 2.5185
2023-03-07 04:30 | 2.5721 | 2.5721
2023-03-07 05:00 | 2.6257 | 2.6257
2023-03-07 05:30 | 2.7329 | 2.7329
2023-03-07 06:00 | 2.8401 | 2.8401
2023-03-07 06:30 | 3.0008 | 3.0008
2023-03-07 07:00 | 3.108 | 3.108
2023-03-07 07:30 | 3.2152 | 3.2152
2023-03-07 08:00 | 3.1616 | 3.1616
2023-03-07 08:30 | 3.2687 | 3.2687
2023-03-07 09:00 | 3.108 | 3.108
2023-03-07 09:30 | 2.8936 | 2.8936
2023-03-07 10:00 | 3.0008 | 3.0008
2023-03-07 10:30 | 3.0544 | 3.0544
2023-03-07 11:00 | 2.9472 | 2.9472
2023-03-07 11:30 | 2.7329 | 2.7329
2023-03-07 12:00 | 2.7329 | 2.7329
2023-03-07 12:30 | 2.6257 | 2.6257
2023-03-07 13:00 | 2.5721 | 2.5721
2023-03-07 13:30 | 3.0008 | 3.0008
2023-03-07 14:00 | 2.9472 | 2.9472
2023-03-07 14:30 | 2.9472 | 2.9472
2023-03-07 15:00 | 3.0544 | 3.0544
2023-03-07 15:30 | 3.0544 | 3.0544
2023-03-07 16:00 | 3.1008 | 3.1008
2023-03-07 16:30 | 3.1616 | 3.1616
2023-03-07 17:00 | 3.0782 | 3.0782
2023-03-07 17:30 | 3.2152 | 3.2152
2023-03-07 18:00 | 3.2687 | 3.2687
2023-03-07 18:30 | 3.2687 | 3.2687
2023-03-07 19:00 | 3.462 | 3.462
2023-03-07 19:30 | 3.3454 | 3.3454
2023-03-07 20:00 | 3.3162 | 3.3162
2023-03-07 20:30 | 3.0321 | 3.0321
2023-03-07 21:00 | 2.841 | 2.841
2023-03-07 21:30 | 2.9472 | 2.9472
2023-03-07 22:00 | 2.6793 | 2.6793
2023-03-07 22:30 | 2.5185 | 2.5185
2023-03-07 23:00 | 2.3834 | 2.3834
2023-03-07 23:30 | 2.197 | 2.197
2023-03-08 | 2.197 | 2.197
2023-03-08 00:30 | 2.1434 | 2.1434
2023-03-08 01:00 | 1.9827 | 1.9827
2023-03-08 01:30 | 1.9827 | 1.9827
2023-03-08 02:00 | 1.9827 | 1.9827
2023-03-08 02:30 | 2.0899 | 2.0899
2023-03-08 03:00 | 1.9291 | 1.9291
2023-03-08 03:30 | 1.9291 | 1.9291
2023-03-08 04:00 | 1.9827 | 1.9827
2023-03-08 04:30 | 2.0363 | 2.0363
2023-03-08 05:00 | 2.3345 | 2.3345
2023-03-08 05:30 | 2.4114 | 2.4114
2023-03-08 06:00 | 2.4117 | 2.4117
2023-03-08 06:30 | 2.7329 | 2.7329
2023-03-08 07:00 | 2.7641 | 2.7641
2023-03-08 07:30 | 2.9553 | 2.9553
2023-03-08 08:00 | 3.0008 | 3.0008
2023-03-08 08:30 | 2.9132 | 2.9132
2023-03-08 09:00 | 2.7229 | 2.7229
2023-03-08 09:30 | 2.702 | 2.702
2023-03-08 10:00 | 3.0544 | 3.0544
2023-03-08 10:30 | 2.7865 | 2.7865
2023-03-08 11:00 | 2.9338 | 2.9338
2023-03-08 11:30 | 2.7329 | 2.7329
2023-03-08 12:00 | 2.7865 | 2.7865
2023-03-08 12:30 | 2.7865 | 2.7865
2023-03-08 13:00 | 2.6939 | 2.6939
2023-03-08 13:30 | 2.8401 | 2.8401
2023-03-08 14:00 | 2.6793 | 2.6793
2023-03-08 14:30 | 2.7338 | 2.7338
2023-03-08 15:00 | 2.7329 | 2.7329
2023-03-08 15:30 | 2.8401 | 2.8401
2023-03-08 16:00 | 2.8936 | 2.8936
2023-03-08 16:30 | 2.8401 | 2.8401
2023-03-08 17:00 | 3.0532 | 3.0532
2023-03-08 17:30 | 2.9472 | 2.9472
2023-03-08 18:00 | 2.9472 | 2.9472
2023-03-08 18:30 | 3.0008 | 3.0008
2023-03-08 19:00 | 3.0008 | 3.0008
2023-03-08 19:30 | 3.0008 | 3.0008
2023-03-08 20:00 | 2.7865 | 2.7865
2023-03-08 20:30 | 2.6257 | 2.6257
2023-03-08 21:00 | 2.5721 | 2.5721
2023-03-08 21:30 | 2.5185 | 2.5185
2023-03-08 22:00 | 2.4543 | 2.4543
2023-03-08 22:30 | 2.3042 | 2.3042
2023-03-08 23:00 | 2.0899 | 2.0899
2023-03-08 23:30 | 2.0363 | 2.0363
2023-03-09 | 2.0899 | 2.0899
2023-03-09 00:30 | 1.8755 | 1.8755
2023-03-09 01:00 | 1.8755 | 1.8755
2023-03-09 01:30 | 1.8755 | 1.8755
2023-03-09 02:00 | 1.8755 | 1.8755
2023-03-09 02:30 | 1.8219 | 1.8219
2023-03-09 03:00 | 1.8755 | 1.8755
2023-03-09 03:30 | 1.8755 | 1.8755
2023-03-09 04:00 | 1.9827 | 1.9827
2023-03-09 04:30 | 1.9291 | 1.9291
2023-03-09 05:00 | 1.8755 | 1.8755
2023-03-09 05:30 | 1.9827 | 1.9827
2023-03-09 06:00 | 2.197 | 2.197
2023-03-09 06:30 | 2.3543 | 2.3543
2023-03-09 07:00 | 2.3578 | 2.3578
2023-03-09 07:30 | 2.6257 | 2.6257
2023-03-09 08:00 | 2.6793 | 2.6793
2023-03-09 08:30 | 2.197 | 2.197
2023-03-09 09:00 | 2.4114 | 2.4114
2023-03-09 09:30 | 2.5721 | 2.5721
2023-03-09 10:00 | 2.465 | 2.465
2023-03-09 10:30 | 2.2506 | 2.2506
2023-03-09 11:00 | 1.9827 | 1.9827
2023-03-09 11:30 | 1.9827 | 1.9827
2023-03-09 12:00 | 1.6612 | 1.6612
2023-03-09 12:30 | 2.0899 | 2.0899
2023-03-09 13:00 | 1.8755 | 1.8755
2023-03-09 13:30 | 2.3578 | 2.3578
2023-03-09 14:00 | 2.1434 | 2.1434
2023-03-09 14:30 | 2.0899 | 2.0899
2023-03-09 15:00 | 2.3858 | 2.3858
2023-03-09 15:30 | 2.7329 | 2.7329
2023-03-09 16:00 | 2.6456 | 2.6456
2023-03-09 16:30 | 2.5721 | 2.5721
2023-03-09 17:00 | 2.8401 | 2.8401
2023-03-09 17:30 | 2.8811 | 2.8811
2023-03-09 18:00 | 2.9964 | 2.9964
2023-03-09 18:30 | 3.108 | 3.108
2023-03-09 19:00 | 3.1616 | 3.1616
2023-03-09 19:30 | 3.0544 | 3.0544
2023-03-09 20:00 | 2.8936 | 2.8936
2023-03-09 20:30 | 2.6793 | 2.6793
2023-03-09 21:00 | 2.5647 | 2.5647
2023-03-09 21:30 | 2.5444 | 2.5444
2023-03-09 22:00 | 2.465 | 2.465
2023-03-09 22:30 | 2.3042 | 2.3042
2023-03-09 23:00 | 2.0899 | 2.0899
2023-03-09 23:30 | 2.0899 | 2.0899
2023-03-10 | 1.9827 | 1.9827
2023-03-10 00:30 | 1.9827 | 1.9827
2023-03-10 01:00 | 1.9291 | 1.9291
2023-03-10 01:30 | 1.8755 | 1.8755
2023-03-10 02:00 | 1.8219 | 1.8219
2023-03-10 02:30 | 1.8755 | 1.8755
2023-03-10 03:00 | 1.8219 | 1.8219
2023-03-10 03:30 | 1.8219 | 1.8219
2023-03-10 04:00 | 1.8755 | 1.8755
2023-03-10 04:30 | 1.8755 | 1.8755
2023-03-10 05:00 | 1.9827 | 1.9827
2023-03-10 05:30 | 2.0899 | 2.0899
2023-03-10 06:00 | 2.2506 | 2.2506
2023-03-10 06:30 | 2.4114 | 2.4114
2023-03-10 07:00 | 2.465 | 2.465
2023-03-10 07:30 | 2.4114 | 2.4114
2023-03-10 08:00 | 2.5721 | 2.5721
2023-03-10 08:30 | 2.5185 | 2.5185
2023-03-10 09:00 | 2.3578 | 2.3578
2023-03-10 09:30 | 2.3578 | 2.3578
2023-03-10 10:00 | 1.9827 | 1.9827
2023-03-10 10:30 | 2.0454 | 2.0454
2023-03-10 11:00 | 1.9827 | 1.9827
2023-03-10 11:30 | 2.2612 | 2.2612
2023-03-10 12:00 | 2.0899 | 2.0899
2023-03-10 12:30 | 2.4114 | 2.4114
2023-03-10 13:00 | 2.3578 | 2.3578
2023-03-10 13:30 | 2.465 | 2.465
2023-03-10 14:00 | 2.0892 | 2.0892
2023-03-10 14:30 | 2.3042 | 2.3042
2023-03-10 15:00 | 2.2628 | 2.2628
2023-03-10 15:30 | 2.7865 | 2.7865
2023-03-10 16:00 | 3.1585 | 3.1585
2023-03-10 16:30 | 3.1616 | 3.1616
2023-03-10 17:00 | 3.0544 | 3.0544
2023-03-10 17:30 | 3.0008 | 3.0008
2023-03-10 18:00 | 3.2687 | 3.2687
2023-03-10 18:30 | 3.108 | 3.108
2023-03-10 19:00 | 3.2152 | 3.2152
2023-03-10 19:30 | 3.2687 | 3.2687
2023-03-10 20:00 | 3.108 | 3.108
2023-03-10 20:30 | 2.8401 | 2.8401
2023-03-10 21:00 | 2.6257 | 2.6257
2023-03-10 21:30 | 2.857 | 2.857
2023-03-10 22:00 | 2.6257 | 2.6257
2023-03-10 22:30 | 2.5721 | 2.5721
2023-03-10 23:00 | 2.3578 | 2.3578
2023-03-10 23:30 | 2.2506 | 2.2506
2023-03-11 | 2.197 | 2.197
2023-03-11 00:30 | 2.197 | 2.197
2023-03-11 01:00 | 2.1434 | 2.1434
2023-03-11 01:30 | 2.0899 | 2.0899
2023-03-11 02:00 | 2.0899 | 2.0899
2023-03-11 02:30 | 2.0899 | 2.0899
2023-03-11 03:00 | 2.0363 | 2.0363
2023-03-11 03:30 | 1.9827 | 1.9827
2023-03-11 04:00 | 1.9291 | 1.9291
2023-03-11 04:30 | 2.0363 | 2.0363
2023-03-11 05:00 | 2.0899 | 2.0899
2023-03-11 05:30 | 2.0899 | 2.0899
2023-03-11 06:00 | 2.1434 | 2.1434
2023-03-11 06:30 | 2.197 | 2.197
2023-03-11 07:00 | 2.2506 | 2.2506
2023-03-11 07:30 | 2.4114 | 2.4114
2023-03-11 08:00 | 2.3042 | 2.3042
2023-03-11 08:30 | 2.3578 | 2.3578
2023-03-11 09:00 | 2.465 | 2.465
2023-03-11 09:30 | 2.6793 | 2.6793
2023-03-11 10:00 | 2.197 | 2.197
2023-03-11 10:30 | 2.3042 | 2.3042
2023-03-11 11:00 | 2.3875 | 2.3875
2023-03-11 11:30 | 2.3042 | 2.3042
2023-03-11 12:00 | 2.7329 | 2.7329
2023-03-11 12:30 | 2.5185 | 2.5185
2023-03-11 13:00 | 2.3578 | 2.3578
2023-03-11 13:30 | 3.108 | 3.108
2023-03-11 14:00 | 2.6793 | 2.6793
2023-03-11 14:30 | 3.108 | 3.108
2023-03-11 15:00 | 3.3759 | 3.3759
2023-03-11 15:30 | 3.3759 | 3.3759
2023-03-11 16:00 | 3.3223 | 3.3223
2023-03-11 16:30 | 3.3759 | 3.3759
2023-03-11 17:00 | 3.6974 | 3.6974
2023-03-11 17:30 | 3.751 | 3.751
2023-03-11 18:00 | 3.6974 | 3.6974
2023-03-11 18:30 | 3.751 | 3.751
2023-03-11 19:00 | 3.6974 | 3.6974
2023-03-11 19:30 | 3.5903 | 3.5903
2023-03-11 20:00 | 3.2687 | 3.2687
2023-03-11 20:30 | 3.0544 | 3.0544
2023-03-11 21:00 | 2.9472 | 2.9472
2023-03-11 21:30 | 2.9472 | 2.9472
2023-03-11 22:00 | 2.7865 | 2.7865
2023-03-11 22:30 | 2.6793 | 2.6793
2023-03-11 23:00 | 2.6257 | 2.6257
2023-03-11 23:30 | 2.4114 | 2.4114
2023-03-12 | 2.3578 | 2.3578
2023-03-12 00:30 | 2.3042 | 2.3042
2023-03-12 01:00 | 2.2269 | 2.2269
2023-03-12 01:30 | 2.197 | 2.197
2023-03-12 02:00 | 2.1434 | 2.1434
2023-03-12 02:30 | 2.197 | 2.197
2023-03-12 03:00 | 2.0899 | 2.0899
2023-03-12 03:30 | 2.0899 | 2.0899
2023-03-12 04:00 | 2.0899 | 2.0899
2023-03-12 04:30 | 2.197 | 2.197
2023-03-12 05:00 | 2.0899 | 2.0899
2023-03-12 05:30 | 2.197 | 2.197
2023-03-12 06:00 | 2.2506 | 2.2506
2023-03-12 06:30 | 2.2506 | 2.2506
2023-03-12 07:00 | 2.4114 | 2.4114
2023-03-12 07:30 | 2.4114 | 2.4114
2023-03-12 08:00 | 2.5185 | 2.5185
2023-03-12 08:30 | 2.5185 | 2.5185
2023-03-12 09:00 | 2.5185 | 2.5185
2023-03-12 09:30 | 2.5721 | 2.5721
2023-03-12 10:00 | 2.7116 | 2.7116
2023-03-12 10:30 | 2.1792 | 2.1792
2023-03-12 11:00 | 2.3042 | 2.3042
2023-03-12 11:30 | 2.2083 | 2.2083
2023-03-12 12:00 | 2.6539 | 2.6539
2023-03-12 12:30 | 2.753 | 2.753
2023-03-12 13:00 | 2.9638 | 2.9638
2023-03-12 13:30 | 3.4295 | 3.4295
2023-03-12 14:00 | 2.6738 | 2.6738
2023-03-12 14:30 | 3.4831 | 3.4831
2023-03-12 15:00 | 3.5472 | 3.5472
2023-03-12 15:30 | 2.6645 | 2.6645
2023-03-12 16:00 | 2.8401 | 2.8401
2023-03-12 16:30 | 3.1717 | 3.1717
2023-03-12 17:00 | 3.3121 | 3.3121
2023-03-12 17:30 | 3.6321 | 3.6321
2023-03-12 18:00 | 3.9168 | 3.9168
2023-03-12 18:30 | 4.0343 | 4.0343
2023-03-12 19:00 | 3.8808 | 3.8808
2023-03-12 19:30 | 4.0994 | 4.0994
2023-03-12 20:00 | 3.7181 | 3.7181
2023-03-12 20:30 | 3.5295 | 3.5295
2023-03-12 21:00 | 3.2629 | 3.2629
2023-03-12 21:30 | 3.1457 | 3.1457
2023-03-12 22:00 | 2.9809 | 2.9809
2023-03-12 22:30 | 2.7384 | 2.7384
2023-03-12 23:00 | 2.5827 | 2.5827
2023-03-12 23:30 | 2.4105 | 2.4105
2023-03-13 | 2.3578 | 2.3578
2023-03-13 00:30 | 2.3271 | 2.3271
2023-03-13 01:00 | 2.2385 | 2.2385
2023-03-13 01:30 | 2.2021 | 2.2021
2023-03-13 02:00 | 2.2168 | 2.2168
2023-03-13 02:30 | 2.1434 | 2.1434
2023-03-13 03:00 | 2.1434 | 2.1434
2023-03-13 03:30 | 2.197 | 2.197
2023-03-13 04:00 | 2.1468 | 2.1468
2023-03-13 04:30 | 2.3042 | 2.3042
2023-03-13 05:00 | 2.3042 | 2.3042
2023-03-13 05:30 | 2.465 | 2.465
2023-03-13 06:00 | 2.6126 | 2.6126
2023-03-13 06:30 | 2.6087 | 2.6087
2023-03-13 07:00 | 2.8199 | 2.8199
2023-03-13 07:30 | 2.8936 | 2.8936
2023-03-13 08:00 | 2.9472 | 2.9472
2023-03-13 08:30 | 2.7865 | 2.7865
2023-03-13 09:00 | 2.8936 | 2.8936
2023-03-13 09:30 | 2.8401 | 2.8401
2023-03-13 10:00 | 2.7992 | 2.7992
2023-03-13 10:30 | 2.7329 | 2.7329
2023-03-13 11:00 | 2.6842 | 2.6842
2023-03-13 11:30 | 2.3578 | 2.3578
2023-03-13 12:00 | 2.6257 | 2.6257
2023-03-13 12:30 | 3.1616 | 3.1616
2023-03-13 13:00 | 3.0544 | 3.0544
2023-03-13 13:30 | 3.3104 | 3.3104
2023-03-13 14:00 | 3.108 | 3.108
2023-03-13 14:30 | 3.1616 | 3.1616
2023-03-13 15:00 | 3.4831 | 3.4831
2023-03-13 15:30 | 3.8284 | 3.8284
2023-03-13 16:00 | 4.2869 | 4.2869
2023-03-13 16:30 | 4.2333 | 4.2333
2023-03-13 17:00 | 4.1261 | 4.1261
2023-03-13 17:30 | 4.3405 | 4.3405
2023-03-13 18:00 | 4.5548 | 4.5548
2023-03-13 18:30 | 4.7156 | 4.7156
2023-03-13 19:00 | 4.662 | 4.662
2023-03-13 19:30 | 4.4704 | 4.4704
2023-03-13 20:00 | 4.1797 | 4.1797
2023-03-13 20:30 | 3.8046 | 3.8046
2023-03-13 21:00 | 3.4831 | 3.4831
2023-03-13 21:30 | 3.3869 | 3.3869
2023-03-13 22:00 | 3.0618 | 3.0618
2023-03-13 22:30 | 2.7865 | 2.7865
2023-03-13 23:00 | 2.5721 | 2.5721
2023-03-13 23:30 | 2.4114 | 2.4114
2023-03-14 | 2.3578 | 2.3578
2023-03-14 00:30 | 2.2862 | 2.2862
2023-03-14 01:00 | 2.0899 | 2.0899
2023-03-14 01:30 | 2.121 | 2.121
2023-03-14 02:00 | 2.1059 | 2.1059
2023-03-14 02:30 | 1.9827 | 1.9827
2023-03-14 03:00 | 1.9982 | 1.9982
2023-03-14 03:30 | 2.0899 | 2.0899
2023-03-14 04:00 | 1.9827 | 1.9827
2023-03-14 04:30 | 2.0314 | 2.0314
2023-03-14 05:00 | 1.9827 | 1.9827
2023-03-14 05:30 | 2.1948 | 2.1948
2023-03-14 06:00 | 2.3033 | 2.3033
2023-03-14 06:30 | 2.3948 | 2.3948
2023-03-14 07:00 | 2.5972 | 2.5972
2023-03-14 07:30 | 2.6257 | 2.6257
2023-03-14 08:00 | 2.4855 | 2.4855
2023-03-14 08:30 | 2.3578 | 2.3578
2023-03-14 09:00 | 2.0621 | 2.0621
2023-03-14 09:30 | 2.0166 | 2.0166
2023-03-14 10:00 | 2.0215 | 2.0215
2023-03-14 10:30 | 2.1423 | 2.1423
2023-03-14 11:00 | 2.0425 | 2.0425
2023-03-14 11:30 | 2.3042 | 2.3042
2023-03-14 12:00 | 2.465 | 2.465
2023-03-14 12:30 | 2.537 | 2.537
2023-03-14 13:00 | 2.6388 | 2.6388
2023-03-14 13:30 | 2.7865 | 2.7865
2023-03-14 14:00 | 2.9079 | 2.9079
2023-03-14 14:30 | 3.108 | 3.108
2023-03-14 15:00 | 3.2399 | 3.2399
2023-03-14 15:30 | 3.6133 | 3.6133
2023-03-14 16:00 | 3.7821 | 3.7821
2023-03-14 16:30 | 4.0519 | 4.0519
2023-03-14 17:00 | 4.3405 | 4.3405
2023-03-14 17:30 | 4.4476 | 4.4476
2023-03-14 18:00 | 4.7692 | 4.7692
2023-03-14 18:30 | 4.662 | 4.662
2023-03-14 19:00 | 4.662 | 4.662
2023-03-14 19:30 | 4.3941 | 4.3941
2023-03-14 20:00 | 4.0189 | 4.0189
2023-03-14 20:30 | 3.6974 | 3.6974
2023-03-14 21:00 | 3.3343 | 3.3343
2023-03-14 21:30 | 3.3316 | 3.3316
2023-03-14 22:00 | 2.8401 | 2.8401
2023-03-14 22:30 | 2.6384 | 2.6384
2023-03-14 23:00 | 2.4114 | 2.4114
2023-03-14 23:30 | 2.3578 | 2.3578
2023-03-15 | 2.3042 | 2.3042
2023-03-15 00:30 | 2.192 | 2.192
2023-03-15 01:00 | 2.0899 | 2.0899
2023-03-15 01:30 | 2.0363 | 2.0363
2023-03-15 02:00 | 1.9827 | 1.9827
2023-03-15 02:30 | 1.961 | 1.961
2023-03-15 03:00 | 1.8755 | 1.8755
2023-03-15 03:30 | 1.8755 | 1.8755
2023-03-15 04:00 | 1.9827 | 1.9827
2023-03-15 04:30 | 1.9827 | 1.9827
2023-03-15 05:00 | 2.0363 | 2.0363
2023-03-15 05:30 | 2.0899 | 2.0899
2023-03-15 06:00 | 2.3455 | 2.3455
2023-03-15 06:30 | 2.3578 | 2.3578
2023-03-15 07:00 | 2.5185 | 2.5185
2023-03-15 07:30 | 2.4114 | 2.4114
2023-03-15 08:00 | 2.3578 | 2.3578
2023-03-15 08:30 | 2.0899 | 2.0899
2023-03-15 09:00 | 2.197 | 2.197
2023-03-15 09:30 | 2.2506 | 2.2506
2023-03-15 10:00 | 2.1262 | 2.1262
2023-03-15 10:30 | 2.2098 | 2.2098
2023-03-15 11:00 | 2.3042 | 2.3042
2023-03-15 11:30 | 2.5757 | 2.5757
2023-03-15 12:00 | 2.6793 | 2.6793
2023-03-15 12:30 | 2.8401 | 2.8401
2023-03-15 13:00 | 2.9817 | 2.9817
2023-03-15 13:30 | 3.0606 | 3.0606
2023-03-15 14:00 | 3.1927 | 3.1927
2023-03-15 14:30 | 3.3759 | 3.3759
2023-03-15 15:00 | 3.4831 | 3.4831
2023-03-15 15:30 | 3.8582 | 3.8582
2023-03-15 16:00 | 3.9654 | 3.9654
2023-03-15 16:30 | 4.3405 | 4.3405
2023-03-15 17:00 | 4.3405 | 4.3405
2023-03-15 17:30 | 4.662 | 4.662
2023-03-15 18:00 | 4.8227 | 4.8227
2023-03-15 18:30 | 4.8763 | 4.8763
2023-03-15 19:00 | 4.7692 | 4.7692
2023-03-15 19:30 | 4.4748 | 4.4748
2023-03-15 20:00 | 4.2333 | 4.2333
2023-03-15 20:30 | 3.8046 | 3.8046
2023-03-15 21:00 | 3.5367 | 3.5367
2023-03-15 21:30 | 3.2687 | 3.2687
2023-03-15 22:00 | 2.9472 | 2.9472
2023-03-15 22:30 | 2.7329 | 2.7329
2023-03-15 23:00 | 2.5185 | 2.5185
2023-03-15 23:30 | 2.4114 | 2.4114
2023-03-16 | 2.4114 | 2.4114
2023-03-16 00:30 | 2.197 | 2.197
2023-03-16 01:00 | 2.0899 | 2.0899
2023-03-16 01:30 | 2.0899 | 2.0899
2023-03-16 02:00 | 1.9827 | 1.9827
2023-03-16 02:30 | 2.0363 | 2.0363
2023-03-16 03:00 | 1.9827 | 1.9827
2023-03-16 03:30 | 1.9827 | 1.9827
2023-03-16 04:00 | 2.0899 | 2.0899
2023-03-16 04:30 | 2.0899 | 2.0899
2023-03-16 05:00 | 2.1434 | 2.1434
2023-03-16 05:30 | 2.3578 | 2.3578
2023-03-16 06:00 | 2.3042 | 2.3042
2023-03-16 06:30 | 2.465 | 2.465
2023-03-16 07:00 | 2.4114 | 2.4114
2023-03-16 07:30 | 2.8401 | 2.8401
2023-03-16 08:00 | 2.5185 | 2.5185
2023-03-16 08:30 | 2.5185 | 2.5185
2023-03-16 09:00 | 2.2506 | 2.2506
2023-03-16 09:30 | 2.3042 | 2.3042
2023-03-16 10:00 | 2.3578 | 2.3578
2023-03-16 10:30 | 2.5185 | 2.5185
2023-03-16 11:00 | 2.7329 | 2.7329
2023-03-16 11:30 | 2.8401 | 2.8401
2023-03-16 12:00 | 3.0008 | 3.0008
2023-03-16 12:30 | 3.2717 | 3.2717
2023-03-16 13:00 | 3.2803 | 3.2803
2023-03-16 13:30 | 3.4831 | 3.4831
2023-03-16 14:00 | 3.5903 | 3.5903
2023-03-16 14:30 | 3.6974 | 3.6974
2023-03-16 15:00 | 3.8466 | 3.8466
2023-03-16 15:30 | 4.1261 | 4.1261
2023-03-16 16:00 | 4.3405 | 4.3405
2023-03-16 16:30 | 4.662 | 4.662
2023-03-16 17:00 | 4.7156 | 4.7156
2023-03-16 17:30 | 4.8763 | 4.8763
2023-03-16 18:00 | 4.8763 | 4.8763
2023-03-16 18:30 | 5.0907 | 5.0907
2023-03-16 19:00 | 4.8227 | 4.8227
2023-03-16 19:30 | 4.662 | 4.662
2023-03-16 20:00 | 4.2869 | 4.2869
2023-03-16 20:30 | 3.938 | 3.938
2023-03-16 21:00 | 3.5714 | 3.5714
2023-03-16 21:30 | 3.4831 | 3.4831
2023-03-16 22:00 | 3.1616 | 3.1616
2023-03-16 22:30 | 2.8401 | 2.8401
2023-03-16 23:00 | 2.6257 | 2.6257
2023-03-16 23:30 | 2.5185 | 2.5185
2023-03-17 | 2.4114 | 2.4114
2023-03-17 00:30 | 2.197 | 2.197
2023-03-17 01:00 | 2.2506 | 2.2506
2023-03-17 01:30 | 2.1434 | 2.1434
2023-03-17 02:00 | 2.1434 | 2.1434
2023-03-17 02:30 | 1.9827 | 1.9827
2023-03-17 03:00 | 1.9827 | 1.9827
2023-03-17 03:30 | 2.0899 | 2.0899
2023-03-17 04:00 | 1.9827 | 1.9827
2023-03-17 04:30 | 2.0899 | 2.0899
2023-03-17 05:00 | 2.1434 | 2.1434
2023-03-17 05:30 | 2.3578 | 2.3578
2023-03-17 06:00 | 2.4114 | 2.4114
2023-03-17 06:30 | 2.5185 | 2.5185
2023-03-17 07:00 | 2.7329 | 2.7329
2023-03-17 07:30 | 2.8401 | 2.8401
2023-03-17 08:00 | 2.7865 | 2.7865
2023-03-17 08:30 | 2.6793 | 2.6793
2023-03-17 09:00 | 2.6888 | 2.6888
2023-03-17 09:30 | 2.5721 | 2.5721
2023-03-17 10:00 | 2.6257 | 2.6257
2023-03-17 10:30 | 3.0544 | 3.0544
2023-03-17 11:00 | 3.0978 | 3.0978
2023-03-17 11:30 | 3.2687 | 3.2687
2023-03-17 12:00 | 3.6974 | 3.6974
2023-03-17 12:30 | 3.5903 | 3.5903
2023-03-17 13:00 | 3.8046 | 3.8046
2023-03-17 13:30 | 4.2333 | 4.2333
2023-03-17 14:00 | 4.2333 | 4.2333
2023-03-17 14:30 | 4.4476 | 4.4476
2023-03-17 15:00 | 4.4133 | 4.4133
2023-03-17 15:30 | 4.7692 | 4.7692
2023-03-17 16:00 | 4.9835 | 4.9835
2023-03-17 16:30 | 5.1978 | 5.1978
2023-03-17 17:00 | 5.1443 | 5.1443
2023-03-17 17:30 | 5.305 | 5.305
2023-03-17 18:00 | 5.5194 | 5.5194
2023-03-17 18:30 | 5.5194 | 5.5194
2023-03-17 19:00 | 5.4122 | 5.4122
2023-03-17 19:30 | 5.3453 | 5.3453
2023-03-17 20:00 | 4.9835 | 4.9835
2023-03-17 20:30 | 4.5548 | 4.5548
2023-03-17 21:00 | 4.2333 | 4.2333
2023-03-17 21:30 | 4.0725 | 4.0725
2023-03-17 22:00 | 3.8046 | 3.8046
2023-03-17 22:30 | 3.4295 | 3.4295
2023-03-17 23:00 | 3.3223 | 3.3223
2023-03-17 23:30 | 3.1585 | 3.1585
2023-03-18 | 3.0231 | 3.0231
2023-03-18 00:30 | 2.8657 | 2.8657
2023-03-18 01:00 | 2.8401 | 2.8401
2023-03-18 01:30 | 2.7865 | 2.7865
2023-03-18 02:00 | 2.7865 | 2.7865
2023-03-18 02:30 | 2.7311 | 2.7311
2023-03-18 03:00 | 2.6793 | 2.6793
2023-03-18 03:30 | 2.6257 | 2.6257
2023-03-18 04:00 | 2.6257 | 2.6257
2023-03-18 04:30 | 2.6257 | 2.6257
2023-03-18 05:00 | 2.6257 | 2.6257
2023-03-18 05:30 | 2.6793 | 2.6793
2023-03-18 06:00 | 2.6257 | 2.6257
2023-03-18 06:30 | 2.6793 | 2.6793
2023-03-18 07:00 | 2.6257 | 2.6257
2023-03-18 07:30 | 2.8401 | 2.8401
2023-03-18 08:00 | 2.8936 | 2.8936
2023-03-18 08:30 | 3.0008 | 3.0008
2023-03-18 09:00 | 2.9472 | 2.9472
2023-03-18 09:30 | 3.0008 | 3.0008
2023-03-18 10:00 | 2.9472 | 2.9472
2023-03-18 10:30 | 3.0008 | 3.0008
2023-03-18 11:00 | 3.2152 | 3.2152
2023-03-18 11:30 | 3.5367 | 3.5367
2023-03-18 12:00 | 3.3759 | 3.3759
2023-03-18 12:30 | 3.5903 | 3.5903
2023-03-18 13:00 | 3.9118 | 3.9118
2023-03-18 13:30 | 3.8046 | 3.8046
2023-03-18 14:00 | 3.751 | 3.751
2023-03-18 14:30 | 4.0189 | 4.0189
2023-03-18 15:00 | 4.0189 | 4.0189
2023-03-18 15:30 | 4.1853 | 4.1853
2023-03-18 16:00 | 4.2869 | 4.2869
2023-03-18 16:30 | 4.6177 | 4.6177
2023-03-18 17:00 | 4.7349 | 4.7349
2023-03-18 17:30 | 4.9213 | 4.9213
2023-03-18 18:00 | 4.9835 | 4.9835
2023-03-18 18:30 | 5.0907 | 5.0907
2023-03-18 19:00 | 4.9299 | 4.9299
2023-03-18 19:30 | 4.8763 | 4.8763
2023-03-18 20:00 | 4.5548 | 4.5548
2023-03-18 20:30 | 4.3405 | 4.3405
2023-03-18 21:00 | 3.9118 | 3.9118
2023-03-18 21:30 | 3.8046 | 3.8046
2023-03-18 22:00 | 3.4831 | 3.4831
2023-03-18 22:30 | 3.1616 | 3.1616
2023-03-18 23:00 | 3.108 | 3.108
2023-03-18 23:30 | 2.8936 | 2.8936
2023-03-19 | 2.7865 | 2.7865
2023-03-19 00:30 | 2.7329 | 2.7329
2023-03-19 01:00 | 2.6257 | 2.6257
2023-03-19 01:30 | 2.6793 | 2.6793
2023-03-19 02:00 | 2.6257 | 2.6257
2023-03-19 02:30 | 2.5185 | 2.5185
2023-03-19 03:00 | 2.5185 | 2.5185
2023-03-19 03:30 | 2.465 | 2.465
2023-03-19 04:00 | 2.4114 | 2.4114
2023-03-19 04:30 | 2.4114 | 2.4114
2023-03-19 05:00 | 2.5185 | 2.5185
2023-03-19 05:30 | 2.465 | 2.465
2023-03-19 06:00 | 2.5185 | 2.5185
2023-03-19 06:30 | 2.5185 | 2.5185
2023-03-19 07:00 | 2.4114 | 2.4114
2023-03-19 07:30 | 2.465 | 2.465
2023-03-19 08:00 | 2.6212 | 2.6212
2023-03-19 08:30 | 2.5185 | 2.5185
2023-03-19 09:00 | 2.6257 | 2.6257
2023-03-19 09:30 | 2.5721 | 2.5721
2023-03-19 10:00 | 2.8401 | 2.8401
2023-03-19 10:30 | 2.7329 | 2.7329
2023-03-19 11:00 | 2.7865 | 2.7865
2023-03-19 11:30 | 2.8401 | 2.8401
2023-03-19 12:00 | 3.1616 | 3.1616
2023-03-19 12:30 | 3.2687 | 3.2687
2023-03-19 13:00 | 3.9654 | 3.9654
2023-03-19 13:30 | 3.2687 | 3.2687
2023-03-19 14:00 | 3.4295 | 3.4295
2023-03-19 14:30 | 3.6974 | 3.6974
2023-03-19 15:00 | 3.8582 | 3.8582
2023-03-19 15:30 | 3.9118 | 3.9118
2023-03-19 16:00 | 4.1261 | 4.1261
2023-03-19 16:30 | 4.3629 | 4.3629
2023-03-19 17:00 | 4.5548 | 4.5548
2023-03-19 17:30 | 4.8763 | 4.8763
2023-03-19 18:00 | 4.9835 | 4.9835
2023-03-19 18:30 | 4.9835 | 4.9835
2023-03-19 19:00 | 4.9835 | 4.9835
2023-03-19 19:30 | 4.7692 | 4.7692
2023-03-19 20:00 | 4.4476 | 4.4476
2023-03-19 20:30 | 4.1797 | 4.1797
2023-03-19 21:00 | 3.6974 | 3.6974
2023-03-19 21:30 | 3.5903 | 3.5903
2023-03-19 22:00 | 3.3223 | 3.3223
2023-03-19 22:30 | 2.9472 | 2.9472
2023-03-19 23:00 | 2.8401 | 2.8401
2023-03-19 23:30 | 2.7329 | 2.7329
2023-03-20 | 2.6257 | 2.6257
2023-03-20 00:30 | 2.5721 | 2.5721
2023-03-20 01:00 | 2.465 | 2.465
2023-03-20 01:30 | 2.4114 | 2.4114
2023-03-20 02:00 | 2.4114 | 2.4114
2023-03-20 02:30 | 2.3578 | 2.3578
2023-03-20 03:00 | 2.3042 | 2.3042
2023-03-20 03:30 | 2.3042 | 2.3042
2023-03-20 04:00 | 2.348 | 2.348
2023-03-20 04:30 | 2.5185 | 2.5185
2023-03-20 05:00 | 2.5721 | 2.5721
2023-03-20 05:30 | 2.6257 | 2.6257
2023-03-20 06:00 | 2.7865 | 2.7865
2023-03-20 06:30 | 2.8401 | 2.8401
2023-03-20 07:00 | 3.0008 | 3.0008
2023-03-20 07:30 | 3.0544 | 3.0544
2023-03-20 08:00 | 3.0544 | 3.0544
2023-03-20 08:30 | 3.0008 | 3.0008
2023-03-20 09:00 | 3.0544 | 3.0544
2023-03-20 09:30 | 2.9472 | 2.9472
2023-03-20 10:00 | 3.2687 | 3.2687
2023-03-20 10:30 | 2.8401 | 2.8401
2023-03-20 11:00 | 3.108 | 3.108
2023-03-20 11:30 | 3.4831 | 3.4831
2023-03-20 12:00 | 3.6438 | 3.6438
2023-03-20 12:30 | 3.5903 | 3.5903
2023-03-20 13:00 | 3.5903 | 3.5903
2023-03-20 13:30 | 3.4831 | 3.4831
2023-03-20 14:00 | 3.6438 | 3.6438
2023-03-20 14:30 | 3.5903 | 3.5903
2023-03-20 15:00 | 4.0189 | 4.0189
2023-03-20 15:30 | 4.4476 | 4.4476
2023-03-20 16:00 | 4.4476 | 4.4476
2023-03-20 16:30 | 4.0725 | 4.0725
2023-03-20 17:00 | 4.4476 | 4.4476
2023-03-20 17:30 | 4.7692 | 4.7692
2023-03-20 18:00 | 4.8227 | 4.8227
2023-03-20 18:30 | 4.8763 | 4.8763
2023-03-20 19:00 | 4.8763 | 4.8763
2023-03-20 19:30 | 4.8227 | 4.8227
2023-03-20 20:00 | 4.3405 | 4.3405
2023-03-20 20:30 | 4.0189 | 4.0189
2023-03-20 21:00 | 3.6974 | 3.6974
2023-03-20 21:30 | 3.6438 | 3.6438
2023-03-20 22:00 | 3.2687 | 3.2687
2023-03-20 22:30 | 3.0544 | 3.0544
2023-03-20 23:00 | 2.7329 | 2.7329
2023-03-20 23:30 | 2.6257 | 2.6257
2023-03-21 | 2.5185 | 2.5185
2023-03-21 00:30 | 2.4114 | 2.4114
2023-03-21 01:00 | 2.3578 | 2.3578
2023-03-21 01:30 | 2.3042 | 2.3042
2023-03-21 02:00 | 2.3042 | 2.3042
2023-03-21 02:30 | 2.2506 | 2.2506
2023-03-21 03:00 | 2.1434 | 2.1434
2023-03-21 03:30 | 2.2506 | 2.2506
2023-03-21 04:00 | 1.1253 | 1.1253
2023-03-21 04:30 | 0 | 0
2023-03-21 05:00 | 0 | 0
2023-03-21 05:30 | 0 | 0
2023-03-21 06:00 | 0 | 0
2023-03-21 06:30 | 0 | 0
2023-03-21 07:00 | 0 | 0
2023-03-21 07:30 | 0 | 0
2023-03-21 08:00 | 0 | 0
2023-03-21 08:30 | 0 | 0
2023-03-21 09:00 | 0 | 0
2023-03-21 09:30 | 0 | 0
2023-03-21 10:00 | 0 | 0
2023-03-21 10:30 | 0 | 0
2023-03-21 11:00 | 0 | 0
2023-03-21 11:30 | 0 | 0
2023-03-21 12:00 | 0 | 0
2023-03-21 12:30 | 0 | 0
2023-03-21 13:00 | 0 | 0
2023-03-21 13:30 | 0 | 0
2023-03-21 14:00 | 4.8763 | 4.8763
2023-03-21 14:30 | 4.2333 | 4.2333
2023-03-21 15:00 | 4.5548 | 4.5548
2023-03-21 15:30 | 4.4476 | 4.4476
2023-03-21 16:00 | 4.4686 | 4.4686
2023-03-21 16:30 | 5.1443 | 5.1443
2023-03-21 17:00 | 5.305 | 5.305
2023-03-21 17:30 | 5.1978 | 5.1978
2023-03-21 18:00 | 5.305 | 5.305
2023-03-21 18:30 | 5.2514 | 5.2514
2023-03-21 19:00 | 5.3878 | 5.3878
2023-03-21 19:30 | 5.0478 | 5.0478
2023-03-21 20:00 | 4.7121 | 4.7121
2023-03-21 20:30 | 4.2427 | 4.2427
2023-03-21 21:00 | 4.0062 | 4.0062
2023-03-21 21:30 | 3.8046 | 3.8046
2023-03-21 22:00 | 3.4831 | 3.4831
2023-03-21 22:30 | 3.1616 | 3.1616
2023-03-21 23:00 | 2.9472 | 2.9472
2023-03-21 23:30 | 2.8493 | 2.8493
2023-03-22 | 2.8401 | 2.8401
2023-03-22 00:30 | 2.7329 | 2.7329
2023-03-22 01:00 | 2.7329 | 2.7329
2023-03-22 01:30 | 2.7329 | 2.7329
2023-03-22 02:00 | 2.6793 | 2.6793
2023-03-22 02:30 | 2.6793 | 2.6793
2023-03-22 03:00 | 2.5185 | 2.5185
2023-03-22 03:30 | 2.5185 | 2.5185
2023-03-22 04:00 | 2.6257 | 2.6257
2023-03-22 04:30 | 2.5185 | 2.5185
2023-03-22 05:00 | 2.6257 | 2.6257
2023-03-22 05:30 | 2.8401 | 2.8401
2023-03-22 06:00 | 2.7865 | 2.7865
2023-03-22 06:30 | 2.8973 | 2.8973
2023-03-22 07:00 | 3.0544 | 3.0544
2023-03-22 07:30 | 3.1302 | 3.1302
2023-03-22 08:00 | 3.108 | 3.108
2023-03-22 08:30 | 3.0215 | 3.0215
2023-03-22 09:00 | 3.0008 | 3.0008
2023-03-22 09:30 | 2.9472 | 2.9472
2023-03-22 10:00 | 2.8936 | 2.8936
2023-03-22 10:30 | 3.0008 | 3.0008
2023-03-22 11:00 | 3.1616 | 3.1616
2023-03-22 11:30 | 3.2152 | 3.2152
2023-03-22 12:00 | 3.1616 | 3.1616
2023-03-22 12:30 | 3.6506 | 3.6506
2023-03-22 13:00 | 3.9347 | 3.9347
2023-03-22 13:30 | 4.1261 | 4.1261
2023-03-22 14:00 | 3.6974 | 3.6974
2023-03-22 14:30 | 3.9654 | 3.9654
2023-03-22 15:00 | 4.2333 | 4.2333
2023-03-22 15:30 | 4.7692 | 4.7692
2023-03-22 16:00 | 4.3405 | 4.3405
2023-03-22 16:30 | 4.7692 | 4.7692
2023-03-22 17:00 | 4.7484 | 4.7484
2023-03-22 17:30 | 4.7156 | 4.7156
2023-03-22 18:00 | 4.7692 | 4.7692
2023-03-22 18:30 | 4.9299 | 4.9299
2023-03-22 19:00 | 5.0371 | 5.0371
2023-03-22 19:30 | 4.7692 | 4.7692
2023-03-22 20:00 | 4.3941 | 4.3941
2023-03-22 20:30 | 4.3405 | 4.3405
2023-03-22 21:00 | 3.751 | 3.751
2023-03-22 21:30 | 3.6974 | 3.6974
2023-03-22 22:00 | 3.2687 | 3.2687
2023-03-22 22:30 | 3.1616 | 3.1616
2023-03-22 23:00 | 2.8401 | 2.8401
2023-03-22 23:30 | 2.7865 | 2.7865
2023-03-23 | 2.7329 | 2.7329
2023-03-23 00:30 | 2.6257 | 2.6257
2023-03-23 01:00 | 2.465 | 2.465
2023-03-23 01:30 | 2.5185 | 2.5185
2023-03-23 02:00 | 2.4114 | 2.4114
2023-03-23 02:30 | 2.3578 | 2.3578
2023-03-23 03:00 | 2.3578 | 2.3578
2023-03-23 03:30 | 2.3042 | 2.3042
2023-03-23 04:00 | 2.3042 | 2.3042
2023-03-23 04:30 | 2.4114 | 2.4114
2023-03-23 05:00 | 2.4114 | 2.4114
2023-03-23 05:30 | 2.5721 | 2.5721
2023-03-23 06:00 | 2.6257 | 2.6257
2023-03-23 06:30 | 2.7865 | 2.7865
2023-03-23 07:00 | 2.7865 | 2.7865
2023-03-23 07:30 | 2.9472 | 2.9472
2023-03-23 08:00 | 2.8768 | 2.8768
2023-03-23 08:30 | 2.9472 | 2.9472
2023-03-23 09:00 | 2.8401 | 2.8401
2023-03-23 09:30 | 2.9472 | 2.9472
2023-03-23 10:00 | 2.8401 | 2.8401
2023-03-23 10:30 | 3.0008 | 3.0008
2023-03-23 11:00 | 3.0008 | 3.0008
2023-03-23 11:30 | 3.1461 | 3.1461
2023-03-23 12:00 | 3.1616 | 3.1616
2023-03-23 12:30 | 3.5903 | 3.5903
2023-03-23 13:00 | 3.6974 | 3.6974
2023-03-23 13:30 | 4.2333 | 4.2333
2023-03-23 14:00 | 3.8582 | 3.8582
2023-03-23 14:30 | 3.6974 | 3.6974
2023-03-23 15:00 | 4.049 | 4.049
2023-03-23 15:30 | 4.3941 | 4.3941
2023-03-23 16:00 | 4.7692 | 4.7692
2023-03-23 16:30 | 4.3941 | 4.3941
2023-03-23 17:00 | 4.7896 | 4.7896
2023-03-23 17:30 | 4.8763 | 4.8763
2023-03-23 18:00 | 4.9299 | 4.9299
2023-03-23 18:30 | 4.9835 | 4.9835
2023-03-23 19:00 | 4.9299 | 4.9299
2023-03-23 19:30 | 4.8763 | 4.8763
2023-03-23 20:00 | 4.4476 | 4.4476
2023-03-23 20:30 | 4.0678 | 4.0678
2023-03-23 21:00 | 3.6312 | 3.6312
2023-03-23 21:30 | 3.5113 | 3.5113
2023-03-23 22:00 | 3.1616 | 3.1616
2023-03-23 22:30 | 2.9472 | 2.9472
2023-03-23 23:00 | 2.7865 | 2.7865
2023-03-23 23:30 | 2.6793 | 2.6793
2023-03-24 | 2.5721 | 2.5721
2023-03-24 00:30 | 2.5185 | 2.5185
2023-03-24 01:00 | 2.3578 | 2.3578
2023-03-24 01:30 | 2.3578 | 2.3578
2023-03-24 02:00 | 2.3042 | 2.3042
2023-03-24 02:30 | 2.197 | 2.197
2023-03-24 03:00 | 2.197 | 2.197
2023-03-24 03:30 | 2.1553 | 2.1553
2023-03-24 04:00 | 2.1434 | 2.1434
2023-03-24 04:30 | 2.3042 | 2.3042
2023-03-24 05:00 | 2.3578 | 2.3578
2023-03-24 05:30 | 2.5185 | 2.5185
2023-03-24 06:00 | 2.5721 | 2.5721
2023-03-24 06:30 | 2.6257 | 2.6257
2023-03-24 07:00 | 2.8401 | 2.8401
2023-03-24 07:30 | 2.8401 | 2.8401
2023-03-24 08:00 | 2.7865 | 2.7865
2023-03-24 08:30 | 2.7865 | 2.7865
2023-03-24 09:00 | 2.6257 | 2.6257
2023-03-24 09:30 | 2.5721 | 2.5721
2023-03-24 10:00 | 2.5721 | 2.5721
2023-03-24 10:30 | 2.7329 | 2.7329
2023-03-24 11:00 | 2.7329 | 2.7329
2023-03-24 11:30 | 2.8936 | 2.8936
2023-03-24 12:00 | 2.9472 | 2.9472
2023-03-24 12:30 | 3.1616 | 3.1616
2023-03-24 13:00 | 3.3223 | 3.3223
2023-03-24 13:30 | 3.4831 | 3.4831
2023-03-24 14:00 | 3.5903 | 3.5903
2023-03-24 14:30 | 3.6974 | 3.6974
2023-03-24 15:00 | 3.8582 | 3.8582
2023-03-24 15:30 | 4.2333 | 4.2333
2023-03-24 16:00 | 4.3405 | 4.3405
2023-03-24 16:30 | 4.5548 | 4.5548
2023-03-24 17:00 | 4.7692 | 4.7692
2023-03-24 17:30 | 4.7692 | 4.7692
2023-03-24 18:00 | 4.7692 | 4.7692
2023-03-24 18:30 | 4.7692 | 4.7692
2023-03-24 19:00 | 4.7977 | 4.7977
2023-03-24 19:30 | 4.5548 | 4.5548
2023-03-24 20:00 | 4.2333 | 4.2333
2023-03-24 20:30 | 3.8046 | 3.8046
2023-03-24 21:00 | 3.5367 | 3.5367
2023-03-24 21:30 | 3.3759 | 3.3759
2023-03-24 22:00 | 3.1616 | 3.1616
2023-03-24 22:30 | 2.7865 | 2.7865
2023-03-24 23:00 | 2.5721 | 2.5721
2023-03-24 23:30 | 2.5185 | 2.5185
2023-03-25 | 2.4114 | 2.4114
2023-03-25 00:30 | 2.4114 | 2.4114
2023-03-25 01:00 | 2.3042 | 2.3042
2023-03-25 01:30 | 2.229 | 2.229
2023-03-25 02:00 | 2.197 | 2.197
2023-03-25 02:30 | 2.197 | 2.197
2023-03-25 03:00 | 2.197 | 2.197
2023-03-25 03:30 | 2.1477 | 2.1477
2023-03-25 04:00 | 2.197 | 2.197
2023-03-25 04:30 | 2.197 | 2.197
2023-03-25 05:00 | 2.3042 | 2.3042
2023-03-25 05:30 | 2.2506 | 2.2506
2023-03-25 06:00 | 2.3042 | 2.3042
2023-03-25 06:30 | 2.3578 | 2.3578
2023-03-25 07:00 | 2.4114 | 2.4114
2023-03-25 07:30 | 2.4114 | 2.4114
2023-03-25 08:00 | 2.3578 | 2.3578
2023-03-25 08:30 | 2.5185 | 2.5185
2023-03-25 09:00 | 2.4114 | 2.4114
2023-03-25 09:30 | 2.5721 | 2.5721
2023-03-25 10:00 | 2.5721 | 2.5721
2023-03-25 10:30 | 2.7865 | 2.7865
2023-03-25 11:00 | 2.7865 | 2.7865
2023-03-25 11:30 | 3.0395 | 3.0395
2023-03-25 12:00 | 3.1616 | 3.1616
2023-03-25 12:30 | 3.2152 | 3.2152
2023-03-25 13:00 | 3.3759 | 3.3759
2023-03-25 13:30 | 3.5903 | 3.5903
2023-03-25 14:00 | 3.6438 | 3.6438
2023-03-25 14:30 | 3.751 | 3.751
2023-03-25 15:00 | 3.9654 | 3.9654
2023-03-25 15:30 | 4.1261 | 4.1261
2023-03-25 16:00 | 4.3405 | 4.3405
2023-03-25 16:30 | 4.5012 | 4.5012
2023-03-25 17:00 | 4.662 | 4.662
2023-03-25 17:30 | 4.8763 | 4.8763
2023-03-25 18:00 | 4.9835 | 4.9835
2023-03-25 18:30 | 5.0371 | 5.0371
2023-03-25 19:00 | 4.8763 | 4.8763
2023-03-25 19:30 | 4.7692 | 4.7692
2023-03-25 20:00 | 4.3798 | 4.3798
2023-03-25 20:30 | 4.2333 | 4.2333
2023-03-25 21:00 | 3.9118 | 3.9118
2023-03-25 21:30 | 3.8046 | 3.8046
2023-03-25 22:00 | 3.4831 | 3.4831
2023-03-25 22:30 | 3.2687 | 3.2687
2023-03-25 23:00 | 3.0544 | 3.0544
2023-03-25 23:30 | 2.8936 | 2.8936
2023-03-26 | 2.7865 | 2.7865
2023-03-26 00:30 | 2.6257 | 2.6257
2023-03-26 01:00 | 2.6257 | 2.6257
2023-03-26 01:30 | 2.3824 | 2.3824
2023-03-26 02:00 | 2.4394 | 2.4394
2023-03-26 02:30 | 2.4114 | 2.4114
2023-03-26 03:00 | 2.4114 | 2.4114
2023-03-26 03:30 | 2.3042 | 2.3042
2023-03-26 04:00 | 2.3042 | 2.3042
2023-03-26 04:30 | 2.3042 | 2.3042
2023-03-26 05:00 | 2.3042 | 2.3042
2023-03-26 05:30 | 2.4114 | 2.4114
2023-03-26 06:00 | 2.3042 | 2.3042
2023-03-26 06:30 | 2.3578 | 2.3578
2023-03-26 07:00 | 2.3042 | 2.3042
2023-03-26 07:30 | 2.4114 | 2.4114
2023-03-26 08:00 | 2.4114 | 2.4114
2023-03-26 08:30 | 2.5721 | 2.5721
2023-03-26 09:00 | 2.4114 | 2.4114
2023-03-26 09:30 | 2.5721 | 2.5721
2023-03-26 10:00 | 2.4114 | 2.4114
2023-03-26 10:30 | 2.5185 | 2.5185
2023-03-26 11:00 | 2.6793 | 2.6793
2023-03-26 11:30 | 2.8401 | 2.8401
2023-03-26 12:00 | 3.2687 | 3.2687
2023-03-26 12:30 | 3.2152 | 3.2152
2023-03-26 13:00 | 3.5903 | 3.5903
2023-03-26 13:30 | 3.5903 | 3.5903
2023-03-26 14:00 | 3.6438 | 3.6438
2023-03-26 14:30 | 4.0189 | 4.0189
2023-03-26 15:00 | 4.0725 | 4.0725
2023-03-26 15:30 | 4.3508 | 4.3508
2023-03-26 16:00 | 4.5548 | 4.5548
2023-03-26 16:30 | 4.7156 | 4.7156
2023-03-26 17:00 | 4.8763 | 4.8763
2023-03-26 17:30 | 5.1443 | 5.1443
2023-03-26 18:00 | 5.3586 | 5.3586
2023-03-26 18:30 | 5.1443 | 5.1443
2023-03-26 19:00 | 5.1978 | 5.1978
2023-03-26 19:30 | 4.8763 | 4.8763
2023-03-26 20:00 | 4.4476 | 4.4476
2023-03-26 20:30 | 4.1261 | 4.1261
2023-03-26 21:00 | 3.8269 | 3.8269
2023-03-26 21:30 | 3.5903 | 3.5903
2023-03-26 22:00 | 3.2687 | 3.2687
2023-03-26 22:30 | 2.9472 | 2.9472
2023-03-26 23:00 | 2.8401 | 2.8401
2023-03-26 23:30 | 1.9827 | 1.9827
2023-03-27 | 1.9827 | 1.9827
2023-03-27 00:30 | 1.9291 | 1.9291
2023-03-27 01:00 | 1.7683 | 1.7683
2023-03-27 01:30 | 1.7683 | 1.7683
2023-03-27 02:00 | 1.6612 | 1.6612
2023-03-27 02:30 | 1.6076 | 1.6076
2023-03-27 03:00 | 1.7148 | 1.7148
2023-03-27 03:30 | 2.7329 | 2.7329
2023-03-27 04:00 | 2.3042 | 2.3042
2023-03-27 04:30 | 2.3042 | 2.3042
2023-03-27 05:00 | 2.4114 | 2.4114
2023-03-27 05:30 | 2.4114 | 2.4114
2023-03-27 06:00 | 2.5185 | 2.5185
2023-03-27 06:30 | 2.6257 | 2.6257
2023-03-27 07:00 | 2.7329 | 2.7329
2023-03-27 07:30 | 2.8401 | 2.8401
2023-03-27 08:00 | 3.0008 | 3.0008
2023-03-27 08:30 | 3.0544 | 3.0544
2023-03-27 09:00 | 3.108 | 3.108
2023-03-27 09:30 | 3.108 | 3.108
2023-03-27 10:00 | 3.0544 | 3.0544
2023-03-27 10:30 | 3.0033 | 3.0033
2023-03-27 11:00 | 3.2152 | 3.2152
2023-03-27 11:30 | 3.3759 | 3.3759
2023-03-27 12:00 | 3.5903 | 3.5903
2023-03-27 12:30 | 3.9118 | 3.9118
2023-03-27 13:00 | 3.6974 | 3.6974
2023-03-27 13:30 | 4.0189 | 4.0189
2023-03-27 14:00 | 4.0189 | 4.0189
2023-03-27 14:30 | 4.1797 | 4.1797
2023-03-27 15:00 | 4.3405 | 4.3405
2023-03-27 15:30 | 4.662 | 4.662
2023-03-27 16:00 | 5.0371 | 5.0371
2023-03-27 16:30 | 5.0371 | 5.0371
2023-03-27 17:00 | 5.1978 | 5.1978
2023-03-27 17:30 | 5.2517 | 5.2517
2023-03-27 18:00 | 5.5583 | 5.5583
2023-03-27 18:30 | 5.544 | 5.544
2023-03-27 19:00 | 5.3603 | 5.3603
2023-03-27 19:30 | 5.2297 | 5.2297
2023-03-27 20:00 | 4.7156 | 4.7156
2023-03-27 20:30 | 4.3405 | 4.3405
2023-03-27 21:00 | 3.9654 | 3.9654
2023-03-27 21:30 | 3.751 | 3.751
2023-03-27 22:00 | 3.3759 | 3.3759
2023-03-27 22:30 | 3.1616 | 3.1616
2023-03-27 23:00 | 2.8401 | 2.8401
2023-03-27 23:30 | 2.7329 | 2.7329
2023-03-28 | 2.6257 | 2.6257
2023-03-28 00:30 | 2.5185 | 2.5185
2023-03-28 01:00 | 2.506 | 2.506
2023-03-28 01:30 | 2.4114 | 2.4114
2023-03-28 02:00 | 2.4114 | 2.4114
2023-03-28 02:30 | 2.3042 | 2.3042
2023-03-28 03:00 | 2.2113 | 2.2113
2023-03-28 03:30 | 2.197 | 2.197
2023-03-28 04:00 | 2.2346 | 2.2346
2023-03-28 04:30 | 2.3042 | 2.3042
2023-03-28 05:00 | 2.3578 | 2.3578
2023-03-28 05:30 | 2.5721 | 2.5721
2023-03-28 06:00 | 2.5721 | 2.5721
2023-03-28 06:30 | 2.7865 | 2.7865
2023-03-28 07:00 | 2.8936 | 2.8936
2023-03-28 07:30 | 3.0544 | 3.0544
2023-03-28 08:00 | 2.8401 | 2.8401
2023-03-28 08:30 | 2.8936 | 2.8936
2023-03-28 09:00 | 2.8401 | 2.8401
2023-03-28 09:30 | 3.0544 | 3.0544
2023-03-28 10:00 | 3.0241 | 3.0241
2023-03-28 10:30 | 3.1616 | 3.1616
2023-03-28 11:00 | 3.1781 | 3.1781
2023-03-28 11:30 | 3.2259 | 3.2259
2023-03-28 12:00 | 3.4831 | 3.4831
2023-03-28 12:30 | 3.7869 | 3.7869
2023-03-28 13:00 | 3.8046 | 3.8046
2023-03-28 13:30 | 4.1261 | 4.1261
2023-03-28 14:00 | 4.1797 | 4.1797
2023-03-28 14:30 | 4.3405 | 4.3405
2023-03-28 15:00 | 4.5475 | 4.5475
2023-03-28 15:30 | 4.9299 | 4.9299
2023-03-28 16:00 | 5.0907 | 5.0907
2023-03-28 16:30 | 5.2514 | 5.2514
2023-03-28 17:00 | 5.305 | 5.305
2023-03-28 17:30 | 5.4122 | 5.4122
2023-03-28 18:00 | 5.6801 | 5.6801
2023-03-28 18:30 | 5.6265 | 5.6265
2023-03-28 19:00 | 5.6265 | 5.6265
2023-03-28 19:30 | 5.2514 | 5.2514
2023-03-28 20:00 | 4.9835 | 4.9835
2023-03-28 20:30 | 4.4476 | 4.4476
2023-03-28 21:00 | 4.1261 | 4.1261
2023-03-28 21:30 | 3.9118 | 3.9118
2023-03-28 22:00 | 3.5179 | 3.5179
2023-03-28 22:30 | 3.1616 | 3.1616
2023-03-28 23:00 | 3.026 | 3.026
2023-03-28 23:30 | 2.8936 | 2.8936
2023-03-29 | 2.7865 | 2.7865
2023-03-29 00:30 | 2.6257 | 2.6257
2023-03-29 01:00 | 2.5721 | 2.5721
2023-03-29 01:30 | 2.5185 | 2.5185
2023-03-29 02:00 | 2.4114 | 2.4114
2023-03-29 02:30 | 2.5185 | 2.5185
2023-03-29 03:00 | 2.4114 | 2.4114
2023-03-29 03:30 | 2.4114 | 2.4114
2023-03-29 04:00 | 2.3042 | 2.3042
2023-03-29 04:30 | 2.3042 | 2.3042
2023-03-29 05:00 | 2.4114 | 2.4114
2023-03-29 05:30 | 2.6257 | 2.6257
2023-03-29 06:00 | 2.5721 | 2.5721
2023-03-29 06:30 | 2.7329 | 2.7329
2023-03-29 07:00 | 3.0008 | 3.0008
2023-03-29 07:30 | 3.0544 | 3.0544
2023-03-29 08:00 | 3.0544 | 3.0544
2023-03-29 08:30 | 3.0008 | 3.0008
2023-03-29 09:00 | 2.9472 | 2.9472
2023-03-29 09:30 | 3.2152 | 3.2152
2023-03-29 10:00 | 3.2152 | 3.2152
2023-03-29 10:30 | 3.4831 | 3.4831
2023-03-29 11:00 | 3.3759 | 3.3759
2023-03-29 11:30 | 3.9118 | 3.9118
2023-03-29 12:00 | 3.6974 | 3.6974
2023-03-29 12:30 | 4.0189 | 4.0189
2023-03-29 13:00 | 4.0725 | 4.0725
2023-03-29 13:30 | 4.1797 | 4.1797
2023-03-29 14:00 | 4.662 | 4.662
2023-03-29 14:30 | 4.3941 | 4.3941
2023-03-29 15:00 | 4.7156 | 4.7156
2023-03-29 15:30 | 4.8763 | 4.8763
2023-03-29 16:00 | 5.5194 | 5.5194
2023-03-29 16:30 | 5.0907 | 5.0907
2023-03-29 17:00 | 5.305 | 5.305
2023-03-29 17:30 | 5.2514 | 5.2514
2023-03-29 18:00 | 5.6265 | 5.6265
2023-03-29 18:30 | 5.4732 | 5.4732
2023-03-29 19:00 | 5.5194 | 5.5194
2023-03-29 19:30 | 5.305 | 5.305
2023-03-29 20:00 | 5.0371 | 5.0371
2023-03-29 20:30 | 4.662 | 4.662
2023-03-29 21:00 | 4.3405 | 4.3405
2023-03-29 21:30 | 4.2869 | 4.2869
2023-03-29 22:00 | 3.9118 | 3.9118
2023-03-29 22:30 | 3.4831 | 3.4831
2023-03-29 23:00 | 3.2152 | 3.2152
2023-03-29 23:30 | 3.0544 | 3.0544
2023-03-30 | 2.9472 | 2.9472
2023-03-30 00:30 | 2.8936 | 2.8936
2023-03-30 01:00 | 2.8401 | 2.8401
2023-03-30 01:30 | 2.7389 | 2.7389
2023-03-30 02:00 | 2.6776 | 2.6776
2023-03-30 02:30 | 2.5721 | 2.5721
2023-03-30 03:00 | 2.5185 | 2.5185
2023-03-30 03:30 | 2.5504 | 2.5504
2023-03-30 04:00 | 2.5185 | 2.5185
2023-03-30 04:30 | 2.5185 | 2.5185
2023-03-30 05:00 | 2.6793 | 2.6793
2023-03-30 05:30 | 2.7886 | 2.7886
2023-03-30 06:00 | 2.8401 | 2.8401
2023-03-30 06:30 | 2.9379 | 2.9379
2023-03-30 07:00 | 3.0544 | 3.0544
2023-03-30 07:30 | 3.1771 | 3.1771
2023-03-30 08:00 | 3.0912 | 3.0912
2023-03-30 08:30 | 2.9878 | 2.9878
2023-03-30 09:00 | 2.8401 | 2.8401
2023-03-30 09:30 | 2.8401 | 2.8401
2023-03-30 10:00 | 2.8572 | 2.8572
2023-03-30 10:30 | 2.9234 | 2.9234
2023-03-30 11:00 | 3.0544 | 3.0544
2023-03-30 11:30 | 3.1616 | 3.1616
2023-03-30 12:00 | 3.3267 | 3.3267
2023-03-30 12:30 | 3.5903 | 3.5903
2023-03-30 13:00 | 3.5985 | 3.5985
2023-03-30 13:30 | 3.7614 | 3.7614
2023-03-30 14:00 | 3.9118 | 3.9118
2023-03-30 14:30 | 3.9703 | 3.9703
2023-03-30 15:00 | 4.1261 | 4.1261
2023-03-30 15:30 | 4.4476 | 4.4476
2023-03-30 16:00 | 4.6084 | 4.6084
2023-03-30 16:30 | 4.931 | 4.931
2023-03-30 17:00 | 4.8763 | 4.8763
2023-03-30 17:30 | 5.164 | 5.164
2023-03-30 18:00 | 5.1978 | 5.1978
2023-03-30 18:30 | 5.2198 | 5.2198
2023-03-30 19:00 | 5.3032 | 5.3032
2023-03-30 19:30 | 4.9835 | 4.9835
2023-03-30 20:00 | 4.8227 | 4.8227
2023-03-30 20:30 | 4.4459 | 4.4459
2023-03-30 21:00 | 4.1054 | 4.1054
2023-03-30 21:30 | 3.6974 | 3.6974
2023-03-30 22:00 | 3.4831 | 3.4831
2023-03-30 22:30 | 3.1616 | 3.1616
2023-03-30 23:00 | 3.0544 | 3.0544
2023-03-30 23:30 | 2.7864 | 2.7864
2023-03-31 | 2.6484 | 2.6484
2023-03-31 00:30 | 2.5721 | 2.5721
2023-03-31 01:00 | 2.5721 | 2.5721
2023-03-31 01:30 | 2.4006 | 2.4006
2023-03-31 02:00 | 2.3578 | 2.3578
2023-03-31 02:30 | 2.2506 | 2.2506
2023-03-31 03:00 | 2.3042 | 2.3042
2023-03-31 03:30 | 2.3042 | 2.3042
2023-03-31 04:00 | 2.1434 | 2.1434
2023-03-31 04:30 | 2.3324 | 2.3324
2023-03-31 05:00 | 2.3042 | 2.3042
2023-03-31 05:30 | 2.5185 | 2.5185
2023-03-31 06:00 | 2.6121 | 2.6121
2023-03-31 06:30 | 2.6793 | 2.6793
2023-03-31 07:00 | 2.6574 | 2.6574
2023-03-31 07:30 | 2.6984 | 2.6984
2023-03-31 08:00 | 2.7522 | 2.7522
2023-03-31 08:30 | 2.7083 | 2.7083
2023-03-31 09:00 | 2.6182 | 2.6182
2023-03-31 09:30 | 2.6341 | 2.6341
2023-03-31 10:00 | 2.5721 | 2.5721
2023-03-31 10:30 | 2.6793 | 2.6793
2023-03-31 11:00 | 2.6352 | 2.6352
2023-03-31 11:30 | 2.9472 | 2.9472
2023-03-31 12:00 | 3.0524 | 3.0524
2023-03-31 12:30 | 3.0911 | 3.0911
2023-03-31 13:00 | 3.4358 | 3.4358
2023-03-31 13:30 | 3.3542 | 3.3542
2023-03-31 14:00 | 3.5367 | 3.5367
2023-03-31 14:30 | 3.5903 | 3.5903
2023-03-31 15:00 | 4.0189 | 4.0189
2023-03-31 15:30 | 4.1344 | 4.1344
2023-03-31 16:00 | 4.3941 | 4.3941
2023-03-31 16:30 | 4.662 | 4.662
2023-03-31 17:00 | 4.7692 | 4.7692
2023-03-31 17:30 | 4.8191 | 4.8191
2023-03-31 18:00 | 4.9307 | 4.9307
2023-03-31 18:30 | 4.9193 | 4.9193
2023-03-31 19:00 | 5.02 | 5.02
2023-03-31 19:30 | 4.8763 | 4.8763
2023-03-31 20:00 | 4.4511 | 4.4511
2023-03-31 20:30 | 4.2309 | 4.2309
2023-03-31 21:00 | 4 | 4
2023-03-31 21:30 | 3.7568 | 3.7568
2023-03-31 22:00 | 3.4831 | 3.4831
2023-03-31 22:30 | 3.1416 | 3.1416
2023-03-31 23:00 | 2.9473 | 2.9473
2023-03-31 23:30 | 2.7865 | 2.7865
2023-04-01 | 2.7329 | 2.7329
2023-04-01 00:30 | 2.5721 | 2.5721
2023-04-01 01:00 | 2.4812 | 2.4812
2023-04-01 01:30 | 2.3983 | 2.3983
2023-04-01 02:00 | 2.3042 | 2.3042
2023-04-01 02:30 | 2.3042 | 2.3042
2023-04-01 03:00 | 2.1993 | 2.1993
2023-04-01 03:30 | 2.1434 | 2.1434
2023-04-01 04:00 | 2.197 | 2.197
2023-04-01 04:30 | 2.2005 | 2.2005
2023-04-01 05:00 | 2.197 | 2.197
2023-04-01 05:30 | 2.2781 | 2.2781
2023-04-01 06:00 | 2.3042 | 2.3042
2023-04-01 06:30 | 2.2969 | 2.2969
2023-04-01 07:00 | 2.216 | 2.216
2023-04-01 07:30 | 2.3578 | 2.3578
2023-04-01 08:00 | 2.197 | 2.197
2023-04-01 08:30 | 2.3382 | 2.3382
2023-04-01 09:00 | 2.3181 | 2.3181
2023-04-01 09:30 | 2.2509 | 2.2509
2023-04-01 10:00 | 2.2506 | 2.2506
2023-04-01 10:30 | 2.1757 | 2.1757
2023-04-01 11:00 | 2.2881 | 2.2881
2023-04-01 11:30 | 2.2352 | 2.2352
2023-04-01 12:00 | 2.4114 | 2.4114
2023-04-01 12:30 | 2.4897 | 2.4897
2023-04-01 13:00 | 2.5746 | 2.5746
2023-04-01 13:30 | 2.8936 | 2.8936
2023-04-01 14:00 | 2.8936 | 2.8936
2023-04-01 14:30 | 3.2113 | 3.2113
2023-04-01 15:00 | 3.2687 | 3.2687
2023-04-01 15:30 | 3.5711 | 3.5711
2023-04-01 16:00 | 3.8213 | 3.8213
2023-04-01 16:30 | 4.059 | 4.059
2023-04-01 17:00 | 4.1261 | 4.1261
2023-04-01 17:30 | 4.2494 | 4.2494
2023-04-01 18:00 | 4.3941 | 4.3941
2023-04-01 18:30 | 4.3301 | 4.3301
2023-04-01 19:00 | 4.3941 | 4.3941
2023-04-01 19:30 | 4.29 | 4.29
2023-04-01 20:00 | 4.0507 | 4.0507
2023-04-01 20:30 | 3.8046 | 3.8046
2023-04-01 21:00 | 3.6521 | 3.6521
2023-04-01 21:30 | 3.5958 | 3.5958
2023-04-01 22:00 | 3.3223 | 3.3223
2023-04-01 22:30 | 3.1647 | 3.1647
2023-04-01 23:00 | 2.8751 | 2.8751
2023-04-01 23:30 | 2.8913 | 2.8913
2023-04-02 | 2.7865 | 2.7865
2023-04-02 00:30 | 2.6178 | 2.6178
2023-04-02 01:00 | 2.4952 | 2.4952
2023-04-02 01:30 | 2.3363 | 2.3363
2023-04-02 02:00 | 2.3765 | 2.3765
2023-04-02 02:30 | 2.3578 | 2.3578
2023-04-02 03:00 | 2.3566 | 2.3566
2023-04-02 03:30 | 2.197 | 2.197
2023-04-02 04:00 | 2.3042 | 2.3042
2023-04-02 04:30 | 2.2506 | 2.2506
2023-04-02 05:00 | 2.2662 | 2.2662
2023-04-02 05:30 | 2.3042 | 2.3042
2023-04-02 06:00 | 2.4083 | 2.4083
2023-04-02 06:30 | 2.2726 | 2.2726
2023-04-02 07:00 | 2.2862 | 2.2862
2023-04-02 07:30 | 2.2506 | 2.2506
2023-04-02 08:00 | 2.3408 | 2.3408
2023-04-02 08:30 | 2.1803 | 2.1803
2023-04-02 09:00 | 2.1515 | 2.1515
2023-04-02 09:30 | 2.0363 | 2.0363
2023-04-02 10:00 | 2.0363 | 2.0363
2023-04-02 10:30 | 2.0773 | 2.0773
2023-04-02 11:00 | 1.916 | 1.916
2023-04-02 11:30 | 2.6884 | 2.6884
2023-04-02 12:00 | 2.2308 | 2.2308
2023-04-02 12:30 | 2.2693 | 2.2693
2023-04-02 13:00 | 2.4706 | 2.4706
2023-04-02 13:30 | 2.6081 | 2.6081
2023-04-02 14:00 | 2.8936 | 2.8936
2023-04-02 14:30 | 2.9473 | 2.9473
2023-04-02 15:00 | 3.2687 | 3.2687
2023-04-02 15:30 | 3.5822 | 3.5822
2023-04-02 16:00 | 3.8439 | 3.8439
2023-04-02 16:30 | 3.7661 | 3.7661
2023-04-02 17:00 | 3.6813 | 3.6813
2023-04-02 17:30 | 3.8423 | 3.8423
2023-04-02 18:00 | 3.9035 | 3.9035
2023-04-02 18:30 | 4.0189 | 4.0189
2023-04-02 19:00 | 3.9859 | 3.9859
2023-04-02 19:30 | 3.9118 | 3.9118
2023-04-02 20:00 | 3.6206 | 3.6206
2023-04-02 20:30 | 3.3579 | 3.3579
2023-04-02 21:00 | 3.1192 | 3.1192
2023-04-02 21:30 | 2.9971 | 2.9971
2023-04-02 22:00 | 2.868 | 2.868
2023-04-02 22:30 | 2.6257 | 2.6257
2023-04-02 23:00 | 2.4404 | 2.4404
2023-04-02 23:30 | 2.3274 | 2.3274
2023-04-03 | 2.2241 | 2.2241
2023-04-03 00:30 | 2.1871 | 2.1871
2023-04-03 01:00 | 2.0899 | 2.0899
2023-04-03 01:30 | 2.0684 | 2.0684
2023-04-03 02:00 | 1.957 | 1.957
2023-04-03 02:30 | 1.9334 | 1.9334
2023-04-03 03:00 | 1.9827 | 1.9827
2023-04-03 03:30 | 1.8877 | 1.8877
2023-04-03 04:00 | 1.9827 | 1.9827
2023-04-03 04:30 | 2.0899 | 2.0899
2023-04-03 05:00 | 2.1357 | 2.1357
2023-04-03 05:30 | 2.1434 | 2.1434
2023-04-03 06:00 | 2.2506 | 2.2506
2023-04-03 06:30 | 2.3042 | 2.3042
2023-04-03 07:00 | 2.3578 | 2.3578
2023-04-03 07:30 | 2.3042 | 2.3042
2023-04-03 08:00 | 2.3578 | 2.3578
2023-04-03 08:30 | 2.1434 | 2.1434
2023-04-03 09:00 | 2.1133 | 2.1133
2023-04-03 09:30 | 1.9827 | 1.9827
2023-04-03 10:00 | 1.957 | 1.957
2023-04-03 10:30 | 1.9291 | 1.9291
2023-04-03 11:00 | 2.0675 | 2.0675
2023-04-03 11:30 | 2.1026 | 2.1026
2023-04-03 12:00 | 2.2506 | 2.2506
2023-04-03 12:30 | 2.4411 | 2.4411
2023-04-03 13:00 | 2.7329 | 2.7329
2023-04-03 13:30 | 2.8667 | 2.8667
2023-04-03 14:00 | 2.9472 | 2.9472
2023-04-03 14:30 | 3.2031 | 3.2031
2023-04-03 15:00 | 3.3759 | 3.3759
2023-04-03 15:30 | 3.6438 | 3.6438
2023-04-03 16:00 | 4.0171 | 4.0171
2023-04-03 16:30 | 4.0189 | 4.0189
2023-04-03 17:00 | 4.2869 | 4.2869
2023-04-03 17:30 | 4.5548 | 4.5548
2023-04-03 18:00 | 4.5641 | 4.5641
2023-04-03 18:30 | 4.6248 | 4.6248
2023-04-03 19:00 | 4.662 | 4.662
2023-04-03 19:30 | 4.285 | 4.285
2023-04-03 20:00 | 4.0189 | 4.0189
2023-04-03 20:30 | 3.6435 | 3.6435
2023-04-03 21:00 | 3.4295 | 3.4295
2023-04-03 21:30 | 3.2589 | 3.2589
2023-04-03 22:00 | 3.0008 | 3.0008
2023-04-03 22:30 | 2.6237 | 2.6237
2023-04-03 23:00 | 2.5185 | 2.5185
2023-04-03 23:30 | 2.3862 | 2.3862
2023-04-04 | 2.3578 | 2.3578
2023-04-04 00:30 | 2.2554 | 2.2554
2023-04-04 01:00 | 2.1434 | 2.1434
2023-04-04 01:30 | 2.0445 | 2.0445
2023-04-04 02:00 | 2.0899 | 2.0899
2023-04-04 02:30 | 2.0363 | 2.0363
2023-04-04 03:00 | 2.0363 | 2.0363
2023-04-04 03:30 | 1.9373 | 1.9373
2023-04-04 04:00 | 1.9827 | 1.9827
2023-04-04 04:30 | 1.9851 | 1.9851
2023-04-04 05:00 | 2.0899 | 2.0899
2023-04-04 05:30 | 2.1847 | 2.1847
2023-04-04 06:00 | 2.2506 | 2.2506
2023-04-04 06:30 | 2.4012 | 2.4012
2023-04-04 07:00 | 2.197 | 2.197
2023-04-04 07:30 | 2.3271 | 2.3271
2023-04-04 08:00 | 2.4114 | 2.4114
2023-04-04 08:30 | 2.2707 | 2.2707
2023-04-04 09:00 | 2.1753 | 2.1753
2023-04-04 09:30 | 2.0853 | 2.0853
2023-04-04 10:00 | 2.1852 | 2.1852
2023-04-04 10:30 | 2.0754 | 2.0754
2023-04-04 11:00 | 2.3042 | 2.3042
2023-04-04 11:30 | 2.4144 | 2.4144
2023-04-04 12:00 | 2.6257 | 2.6257
2023-04-04 12:30 | 2.5721 | 2.5721
2023-04-04 13:00 | 2.8401 | 2.8401
2023-04-04 13:30 | 3.0544 | 3.0544
2023-04-04 14:00 | 3.108 | 3.108
2023-04-04 14:30 | 3.3759 | 3.3759
2023-04-04 15:00 | 3.4831 | 3.4831
2023-04-04 15:30 | 3.7961 | 3.7961
2023-04-04 16:00 | 3.9654 | 3.9654
2023-04-04 16:30 | 4.1797 | 4.1797
2023-04-04 17:00 | 4.4476 | 4.4476
2023-04-04 17:30 | 4.6213 | 4.6213
2023-04-04 18:00 | 4.5886 | 4.5886
2023-04-04 18:30 | 4.5587 | 4.5587
2023-04-04 19:00 | 4.662 | 4.662
2023-04-04 19:30 | 4.4042 | 4.4042
2023-04-04 20:00 | 3.9654 | 3.9654
2023-04-04 20:30 | 3.6974 | 3.6974
2023-04-04 21:00 | 3.2687 | 3.2687
2023-04-04 21:30 | 3.2687 | 3.2687
2023-04-04 22:00 | 2.8596 | 2.8596
2023-04-04 22:30 | 2.6793 | 2.6793
2023-04-04 23:00 | 2.5145 | 2.5145
2023-04-04 23:30 | 2.3391 | 2.3391
2023-04-05 | 2.2506 | 2.2506
2023-04-05 00:30 | 2.0899 | 2.0899
2023-04-05 01:00 | 2.0899 | 2.0899
2023-04-05 01:30 | 2.0363 | 2.0363
2023-04-05 02:00 | 2.0363 | 2.0363
2023-04-05 02:30 | 1.9827 | 1.9827
2023-04-05 03:00 | 1.9827 | 1.9827
2023-04-05 03:30 | 1.8755 | 1.8755
2023-04-05 04:00 | 1.9827 | 1.9827
2023-04-05 04:30 | 1.9827 | 1.9827
2023-04-05 05:00 | 2.005 | 2.005
2023-04-05 05:30 | 2.2908 | 2.2908
2023-04-05 06:00 | 2.2776 | 2.2776
2023-04-05 06:30 | 2.3042 | 2.3042
2023-04-05 07:00 | 2.3332 | 2.3332
2023-04-05 07:30 | 2.2777 | 2.2777
2023-04-05 08:00 | 2.3578 | 2.3578
2023-04-05 08:30 | 2.197 | 2.197
2023-04-05 09:00 | 2.0899 | 2.0899
2023-04-05 09:30 | 2.0899 | 2.0899
2023-04-05 10:00 | 2.197 | 2.197
2023-04-05 10:30 | 2.197 | 2.197
2023-04-05 11:00 | 2.3042 | 2.3042
2023-04-05 11:30 | 2.3042 | 2.3042
2023-04-05 12:00 | 2.6793 | 2.6793
2023-04-05 12:30 | 2.7629 | 2.7629
2023-04-05 13:00 | 2.9326 | 2.9326
2023-04-05 13:30 | 3.108 | 3.108
2023-04-05 14:00 | 3.3583 | 3.3583
2023-04-05 14:30 | 3.3313 | 3.3313
2023-04-05 15:00 | 3.5903 | 3.5903
2023-04-05 15:30 | 3.8046 | 3.8046
2023-04-05 16:00 | 4.0442 | 4.0442
2023-04-05 16:30 | 4.2333 | 4.2333
2023-04-05 17:00 | 4.5701 | 4.5701
2023-04-05 17:30 | 4.564 | 4.564
2023-04-05 18:00 | 4.8221 | 4.8221
2023-04-05 18:30 | 4.7692 | 4.7692
2023-04-05 19:00 | 4.6084 | 4.6084
2023-04-05 19:30 | 4.465 | 4.465
2023-04-05 20:00 | 4.0189 | 4.0189
2023-04-05 20:30 | 3.8046 | 3.8046
2023-04-05 21:00 | 3.4831 | 3.4831
2023-04-05 21:30 | 3.2152 | 3.2152
2023-04-05 22:00 | 2.9472 | 2.9472
2023-04-05 22:30 | 2.7329 | 2.7329
2023-04-05 23:00 | 2.5185 | 2.5185
2023-04-05 23:30 | 2.4351 | 2.4351
2023-04-06 | 2.3032 | 2.3032
2023-04-06 00:30 | 2.3042 | 2.3042
2023-04-06 01:00 | 2.0944 | 2.0944
2023-04-06 01:30 | 2.0899 | 2.0899
2023-04-06 02:00 | 2.0602 | 2.0602
2023-04-06 02:30 | 2.0363 | 2.0363
2023-04-06 03:00 | 1.9291 | 1.9291
2023-04-06 03:30 | 1.9827 | 1.9827
2023-04-06 04:00 | 1.9827 | 1.9827
2023-04-06 04:30 | 2.0899 | 2.0899
2023-04-06 05:00 | 2.0899 | 2.0899
2023-04-06 05:30 | 2.1853 | 2.1853
2023-04-06 06:00 | 2.3042 | 2.3042
2023-04-06 06:30 | 2.3712 | 2.3712
2023-04-06 07:00 | 2.3578 | 2.3578
2023-04-06 07:30 | 2.465 | 2.465
2023-04-06 08:00 | 2.34 | 2.34
2023-04-06 08:30 | 2.3848 | 2.3848
2023-04-06 09:00 | 2.2554 | 2.2554
2023-04-06 09:30 | 2.381 | 2.381
2023-04-06 10:00 | 2.4527 | 2.4527
2023-04-06 10:30 | 2.5821 | 2.5821
2023-04-06 11:00 | 2.6257 | 2.6257
2023-04-06 11:30 | 2.805 | 2.805
2023-04-06 12:00 | 2.9055 | 2.9055
2023-04-06 12:30 | 3.2152 | 3.2152
2023-04-06 13:00 | 3.2718 | 3.2718
2023-04-06 13:30 | 3.5367 | 3.5367
2023-04-06 14:00 | 3.7346 | 3.7346
2023-04-06 14:30 | 3.8046 | 3.8046
2023-04-06 15:00 | 4.1035 | 4.1035
2023-04-06 15:30 | 4.2869 | 4.2869
2023-04-06 16:00 | 4.6084 | 4.6084
2023-04-06 16:30 | 4.6364 | 4.6364
2023-04-06 17:00 | 4.8814 | 4.8814
2023-04-06 17:30 | 4.943 | 4.943
2023-04-06 18:00 | 4.9299 | 4.9299
2023-04-06 18:30 | 4.8763 | 4.8763
2023-04-06 19:00 | 4.8763 | 4.8763
2023-04-06 19:30 | 4.6648 | 4.6648
2023-04-06 20:00 | 4.3405 | 4.3405
2023-04-06 20:30 | 4.0189 | 4.0189
2023-04-06 21:00 | 3.6071 | 3.6071
2023-04-06 21:30 | 3.505 | 3.505
2023-04-06 22:00 | 3.3223 | 3.3223
2023-04-06 22:30 | 3.108 | 3.108
2023-04-06 23:00 | 2.9299 | 2.9299
2023-04-06 23:30 | 2.7865 | 2.7865
2023-04-07 | 2.7716 | 2.7716
2023-04-07 00:30 | 2.6257 | 2.6257
2023-04-07 01:00 | 2.5185 | 2.5185
2023-04-07 01:30 | 2.4114 | 2.4114
2023-04-07 02:00 | 2.3578 | 2.3578
2023-04-07 02:30 | 2.3042 | 2.3042
2023-04-07 03:00 | 2.3042 | 2.3042
2023-04-07 03:30 | 2.3042 | 2.3042
2023-04-07 04:00 | 2.197 | 2.197
2023-04-07 04:30 | 2.351 | 2.351
2023-04-07 05:00 | 2.2506 | 2.2506
2023-04-07 05:30 | 2.3578 | 2.3578
2023-04-07 06:00 | 2.4114 | 2.4114
2023-04-07 06:30 | 2.2837 | 2.2837
2023-04-07 07:00 | 2.3578 | 2.3578
2023-04-07 07:30 | 2.3438 | 2.3438
2023-04-07 08:00 | 2.3042 | 2.3042
2023-04-07 08:30 | 2.451 | 2.451
2023-04-07 09:00 | 2.3042 | 2.3042
2023-04-07 09:30 | 2.6257 | 2.6257
2023-04-07 10:00 | 2.6025 | 2.6025
2023-04-07 10:30 | 2.7367 | 2.7367
2023-04-07 11:00 | 2.9666 | 2.9666
2023-04-07 11:30 | 3.1616 | 3.1616
2023-04-07 12:00 | 3.3223 | 3.3223
2023-04-07 12:30 | 3.751 | 3.751
2023-04-07 13:00 | 3.5367 | 3.5367
2023-04-07 13:30 | 4.0725 | 4.0725
2023-04-07 14:00 | 4.2869 | 4.2869
2023-04-07 14:30 | 3.9893 | 3.9893
2023-04-07 15:00 | 3.9925 | 3.9925
2023-04-07 15:30 | 4.5548 | 4.5548
2023-04-07 16:00 | 4.7508 | 4.7508
2023-04-07 16:30 | 4.6598 | 4.6598
2023-04-07 17:00 | 4.9259 | 4.9259
2023-04-07 17:30 | 4.9835 | 4.9835
2023-04-07 18:00 | 4.8763 | 4.8763
2023-04-07 18:30 | 4.8763 | 4.8763
2023-04-07 19:00 | 4.7692 | 4.7692
2023-04-07 19:30 | 4.662 | 4.662
2023-04-07 20:00 | 4.3941 | 4.3941
2023-04-07 20:30 | 4.1261 | 4.1261
2023-04-07 21:00 | 3.9654 | 3.9654
2023-04-07 21:30 | 3.751 | 3.751
2023-04-07 22:00 | 3.6974 | 3.6974
2023-04-07 22:30 | 3.2687 | 3.2687
2023-04-07 23:00 | 3.1616 | 3.1616
2023-04-07 23:30 | 3.0008 | 3.0008
2023-04-08 | 3.0008 | 3.0008
2023-04-08 00:30 | 2.8401 | 2.8401
2023-04-08 01:00 | 2.6257 | 2.6257
2023-04-08 01:30 | 2.5721 | 2.5721
2023-04-08 02:00 | 2.5185 | 2.5185
2023-04-08 02:30 | 2.4114 | 2.4114
2023-04-08 03:00 | 2.4114 | 2.4114
2023-04-08 03:30 | 2.4114 | 2.4114
2023-04-08 04:00 | 2.2506 | 2.2506
2023-04-08 04:30 | 2.3578 | 2.3578
2023-04-08 05:00 | 2.197 | 2.197
2023-04-08 05:30 | 2.3042 | 2.3042
2023-04-08 06:00 | 2.2506 | 2.2506
2023-04-08 06:30 | 2.3578 | 2.3578
2023-04-08 07:00 | 2.197 | 2.197
2023-04-08 07:30 | 2.3042 | 2.3042
2023-04-08 08:00 | 2.3578 | 2.3578
2023-04-08 08:30 | 2.3042 | 2.3042
2023-04-08 09:00 | 2.3042 | 2.3042
2023-04-08 09:30 | 2.1434 | 2.1434
2023-04-08 10:00 | 2.197 | 2.197
2023-04-08 10:30 | 2.0899 | 2.0899
2023-04-08 11:00 | 2.0899 | 2.0899
2023-04-08 11:30 | 2.197 | 2.197
2023-04-08 12:00 | 2.3578 | 2.3578
2023-04-08 12:30 | 2.6257 | 2.6257
2023-04-08 13:00 | 2.5721 | 2.5721
2023-04-08 13:30 | 2.7329 | 2.7329
2023-04-08 14:00 | 2.8401 | 2.8401
2023-04-08 14:30 | 3.0544 | 3.0544
2023-04-08 15:00 | 3.2687 | 3.2687
2023-04-08 15:30 | 3.4295 | 3.4295
2023-04-08 16:00 | 3.5903 | 3.5903
2023-04-08 16:30 | 3.8563 | 3.8563
2023-04-08 17:00 | 4.0189 | 4.0189
2023-04-08 17:30 | 4.2869 | 4.2869
2023-04-08 18:00 | 4.3405 | 4.3405
2023-04-08 18:30 | 4.3405 | 4.3405
2023-04-08 19:00 | 4.2869 | 4.2869
2023-04-08 19:30 | 4.0189 | 4.0189
2023-04-08 20:00 | 3.751 | 3.751
2023-04-08 20:30 | 3.4831 | 3.4831
2023-04-08 21:00 | 3.2687 | 3.2687
2023-04-08 21:30 | 3.108 | 3.108
2023-04-08 22:00 | 2.9472 | 2.9472
2023-04-08 22:30 | 2.8401 | 2.8401
2023-04-08 23:00 | 2.6257 | 2.6257
2023-04-08 23:30 | 2.5185 | 2.5185
2023-04-09 | 2.4114 | 2.4114
2023-04-09 00:30 | 2.3042 | 2.3042
2023-04-09 01:00 | 2.2506 | 2.2506
2023-04-09 01:30 | 2.0899 | 2.0899
2023-04-09 02:00 | 2.1434 | 2.1434
2023-04-09 02:30 | 2.0899 | 2.0899
2023-04-09 03:00 | 2.0899 | 2.0899
2023-04-09 03:30 | 1.954 | 1.954
2023-04-09 04:00 | 1.9827 | 1.9827
2023-04-09 04:30 | 1.9827 | 1.9827
2023-04-09 05:00 | 2.0363 | 2.0363
2023-04-09 05:30 | 1.9827 | 1.9827
2023-04-09 06:00 | 2.0899 | 2.0899
2023-04-09 06:30 | 1.9827 | 1.9827
2023-04-09 07:00 | 2.0899 | 2.0899
2023-04-09 07:30 | 2.1434 | 2.1434
2023-04-09 08:00 | 2.1434 | 2.1434
2023-04-09 08:30 | 1.9827 | 1.9827
2023-04-09 09:00 | 1.8219 | 1.8219
2023-04-09 09:30 | 1.7683 | 1.7683
2023-04-09 10:00 | 1.7683 | 1.7683
2023-04-09 10:30 | 1.7067 | 1.7067
2023-04-09 11:00 | 1.7148 | 1.7148
2023-04-09 11:30 | 1.7979 | 1.7979
2023-04-09 12:00 | 2.0091 | 2.0091
2023-04-09 12:30 | 2.1079 | 2.1079
2023-04-09 13:00 | 2.3042 | 2.3042
2023-04-09 13:30 | 2.2506 | 2.2506
2023-04-09 14:00 | 2.5185 | 2.5185
2023-04-09 14:30 | 2.5185 | 2.5185
2023-04-09 15:00 | 2.7865 | 2.7865
2023-04-09 15:30 | 2.9472 | 2.9472
2023-04-09 16:00 | 3.2152 | 3.2152
2023-04-09 16:30 | 3.4227 | 3.4227
2023-04-09 17:00 | 3.5903 | 3.5903
2023-04-09 17:30 | 3.8046 | 3.8046
2023-04-09 18:00 | 3.9118 | 3.9118
2023-04-09 18:30 | 3.9118 | 3.9118
2023-04-09 19:00 | 3.9118 | 3.9118
2023-04-09 19:30 | 3.8046 | 3.8046
2023-04-09 20:00 | 3.5903 | 3.5903
2023-04-09 20:30 | 3.3223 | 3.3223
2023-04-09 21:00 | 3.0615 | 3.0615
2023-04-09 21:30 | 3.0008 | 3.0008
2023-04-09 22:00 | 2.6257 | 2.6257
2023-04-09 22:30 | 2.4114 | 2.4114
2023-04-09 23:00 | 2.3042 | 2.3042
2023-04-09 23:30 | 2.197 | 2.197
2023-04-10 | 2.0363 | 2.0363
2023-04-10 00:30 | 2.0363 | 2.0363
2023-04-10 01:00 | 1.8755 | 1.8755
2023-04-10 01:30 | 2.0899 | 2.0899
2023-04-10 02:00 | 1.8219 | 1.8219
2023-04-10 02:30 | 1.8425 | 1.8425
2023-04-10 03:00 | 1.7683 | 1.7683
2023-04-10 03:30 | 1.8219 | 1.8219
2023-04-10 04:00 | 1.7148 | 1.7148
2023-04-10 04:30 | 1.9291 | 1.9291
2023-04-10 05:00 | 1.9291 | 1.9291
2023-04-10 05:30 | 2.0363 | 2.0363
2023-04-10 06:00 | 1.9827 | 1.9827
2023-04-10 06:30 | 2.0363 | 2.0363
2023-04-10 07:00 | 1.9827 | 1.9827
2023-04-10 07:30 | 2.0899 | 2.0899
2023-04-10 08:00 | 1.9827 | 1.9827
2023-04-10 08:30 | 1.9291 | 1.9291
2023-04-10 09:00 | 1.7683 | 1.7683
2023-04-10 09:30 | 1.8755 | 1.8755
2023-04-10 10:00 | 1.7148 | 1.7148
2023-04-10 10:30 | 1.8219 | 1.8219
2023-04-10 11:00 | 1.8755 | 1.8755
2023-04-10 11:30 | 1.9827 | 1.9827
2023-04-10 12:00 | 2.1434 | 2.1434
2023-04-10 12:30 | 2.3042 | 2.3042
2023-04-10 13:00 | 2.465 | 2.465
2023-04-10 13:30 | 2.5185 | 2.5185
2023-04-10 14:00 | 2.8401 | 2.8401
2023-04-10 14:30 | 2.8401 | 2.8401
2023-04-10 15:00 | 3.1616 | 3.1616
2023-04-10 15:30 | 3.4831 | 3.4831
2023-04-10 16:00 | 3.5903 | 3.5903
2023-04-10 16:30 | 3.6507 | 3.6507
2023-04-10 17:00 | 3.9118 | 3.9118
2023-04-10 17:30 | 4.0725 | 4.0725
2023-04-10 18:00 | 4.1261 | 4.1261
2023-04-10 18:30 | 4.0725 | 4.0725
2023-04-10 19:00 | 4.1261 | 4.1261
2023-04-10 19:30 | 3.8046 | 3.8046
2023-04-10 20:00 | 3.5903 | 3.5903
2023-04-10 20:30 | 3.2152 | 3.2152
2023-04-10 21:00 | 2.9472 | 2.9472
2023-04-10 21:30 | 2.9472 | 2.9472
2023-04-10 22:00 | 2.6864 | 2.6864
2023-04-10 22:30 | 2.5185 | 2.5185
2023-04-10 23:00 | 2.3042 | 2.3042
2023-04-10 23:30 | 2.2506 | 2.2506
2023-04-11 | 2.0899 | 2.0899
2023-04-11 00:30 | 2.1434 | 2.1434
2023-04-11 01:00 | 1.9827 | 1.9827
2023-04-11 01:30 | 1.8755 | 1.8755
2023-04-11 02:00 | 1.8755 | 1.8755
2023-04-11 02:30 | 1.8755 | 1.8755
2023-04-11 03:00 | 1.7683 | 1.7683
2023-04-11 03:30 | 1.7683 | 1.7683
2023-04-11 04:00 | 1.7683 | 1.7683
2023-04-11 04:30 | 1.8755 | 1.8755
2023-04-11 05:00 | 1.9291 | 1.9291
2023-04-11 05:30 | 2.0899 | 2.0899
2023-04-11 06:00 | 2.0899 | 2.0899
2023-04-11 06:30 | 2.1434 | 2.1434
2023-04-11 07:00 | 2.2506 | 2.2506
2023-04-11 07:30 | 2.4114 | 2.4114
2023-04-11 08:00 | 2.197 | 2.197
2023-04-11 08:30 | 2.197 | 2.197
2023-04-11 09:00 | 2.0363 | 2.0363
2023-04-11 09:30 | 1.8755 | 1.8755
2023-04-11 10:00 | 1.9291 | 1.9291
2023-04-11 10:30 | 1.9081 | 1.9081
2023-04-11 11:00 | 2.0899 | 2.0899
2023-04-11 11:30 | 2.1434 | 2.1434
2023-04-11 12:00 | 2.2506 | 2.2506
2023-04-11 12:30 | 2.4114 | 2.4114
2023-04-11 13:00 | 2.5945 | 2.5945
2023-04-11 13:30 | 2.6257 | 2.6257
2023-04-11 14:00 | 2.8936 | 2.8936
2023-04-11 14:30 | 3.108 | 3.108
2023-04-11 15:00 | 3.3759 | 3.3759
2023-04-11 15:30 | 3.5006 | 3.5006
2023-04-11 16:00 | 3.7579 | 3.7579
2023-04-11 16:30 | 3.9391 | 3.9391
2023-04-11 17:00 | 4.1261 | 4.1261
2023-04-11 17:30 | 4.3405 | 4.3405
2023-04-11 18:00 | 4.4476 | 4.4476
2023-04-11 18:30 | 4.5012 | 4.5012
2023-04-11 19:00 | 4.4476 | 4.4476
2023-04-11 19:30 | 4.2532 | 4.2532
2023-04-11 20:00 | 3.9118 | 3.9118
2023-04-11 20:30 | 3.4295 | 3.4295
2023-04-11 21:00 | 3.2152 | 3.2152
2023-04-11 21:30 | 3.1616 | 3.1616
2023-04-11 22:00 | 2.8401 | 2.8401
2023-04-11 22:30 | 2.6257 | 2.6257
2023-04-11 23:00 | 2.4114 | 2.4114
2023-04-11 23:30 | 2.3042 | 2.3042
2023-04-12 | 2.1434 | 2.1434
2023-04-12 00:30 | 2.2506 | 2.2506
2023-04-12 01:00 | 2.0899 | 2.0899
2023-04-12 01:30 | 1.9188 | 1.9188
2023-04-12 02:00 | 1.9827 | 1.9827
2023-04-12 02:30 | 1.8626 | 1.8626
2023-04-12 03:00 | 1.9165 | 1.9165
2023-04-12 03:30 | 1.8886 | 1.8886
2023-04-12 04:00 | 1.9291 | 1.9291
2023-04-12 04:30 | 1.9291 | 1.9291
2023-04-12 05:00 | 2.1268 | 2.1268
2023-04-12 05:30 | 2.2506 | 2.2506
2023-04-12 06:00 | 2.3235 | 2.3235
2023-04-12 06:30 | 2.371 | 2.371
2023-04-12 07:00 | 2.465 | 2.465
2023-04-12 07:30 | 2.3788 | 2.3788
2023-04-12 08:00 | 2.465 | 2.465
2023-04-12 08:30 | 2.3036 | 2.3036
2023-04-12 09:00 | 2.3586 | 2.3586
2023-04-12 09:30 | 2.1878 | 2.1878
2023-04-12 10:00 | 2.3042 | 2.3042
2023-04-12 10:30 | 2.4114 | 2.4114
2023-04-12 11:00 | 2.3578 | 2.3578
2023-04-12 11:30 | 2.5308 | 2.5308
2023-04-12 12:00 | 2.6257 | 2.6257
2023-04-12 12:30 | 3.1115 | 3.1115
2023-04-12 13:00 | 3.3223 | 3.3223
2023-04-12 13:30 | 3.3411 | 3.3411
2023-04-12 14:00 | 3.5903 | 3.5903
2023-04-12 14:30 | 4.0725 | 4.0725
2023-04-12 15:00 | 4.0638 | 4.0638
2023-04-12 15:30 | 4.3981 | 4.3981
2023-04-12 16:00 | 4.5548 | 4.5548
2023-04-12 16:30 | 4.7692 | 4.7692
2023-04-12 17:00 | 4.9835 | 4.9835
2023-04-12 17:30 | 4.8227 | 4.8227
2023-04-12 18:00 | 4.9414 | 4.9414
2023-04-12 18:30 | 4.866 | 4.866
2023-04-12 19:00 | 4.9299 | 4.9299
2023-04-12 19:30 | 4.7099 | 4.7099
2023-04-12 20:00 | 4.2204 | 4.2204
2023-04-12 20:30 | 4.1261 | 4.1261
2023-04-12 21:00 | 3.6481 | 3.6481
2023-04-12 21:30 | 3.5167 | 3.5167
2023-04-12 22:00 | 3.2152 | 3.2152
2023-04-12 22:30 | 3.108 | 3.108
2023-04-12 23:00 | 2.8401 | 2.8401
2023-04-12 23:30 | 2.7329 | 2.7329
2023-04-13 | 2.5721 | 2.5721
2023-04-13 00:30 | 2.5185 | 2.5185
2023-04-13 01:00 | 2.4114 | 2.4114
2023-04-13 01:30 | 2.3042 | 2.3042
2023-04-13 02:00 | 2.3042 | 2.3042
2023-04-13 02:30 | 2.197 | 2.197
2023-04-13 03:00 | 2.3042 | 2.3042
2023-04-13 03:30 | 2.3024 | 2.3024
2023-04-13 04:00 | 2.3042 | 2.3042
2023-04-13 04:30 | 2.3042 | 2.3042
2023-04-13 05:00 | 2.5185 | 2.5185
2023-04-13 05:30 | 2.6257 | 2.6257
2023-04-13 06:00 | 2.6793 | 2.6793
2023-04-13 06:30 | 2.8401 | 2.8401
2023-04-13 07:00 | 2.7865 | 2.7865
2023-04-13 07:30 | 2.8936 | 2.8936
2023-04-13 08:00 | 2.9207 | 2.9207
2023-04-13 08:30 | 2.8547 | 2.8547
2023-04-13 09:00 | 2.889 | 2.889
2023-04-13 09:30 | 2.5569 | 2.5569
2023-04-13 10:00 | 2.7865 | 2.7865
2023-04-13 10:30 | 2.627 | 2.627
2023-04-13 11:00 | 2.7767 | 2.7767
2023-04-13 11:30 | 2.8401 | 2.8401
2023-04-13 12:00 | 2.9472 | 2.9472
2023-04-13 12:30 | 3.6974 | 3.6974
2023-04-13 13:00 | 3.6438 | 3.6438
2023-04-13 13:30 | 3.8046 | 3.8046
2023-04-13 14:00 | 4.0725 | 4.0725
2023-04-13 14:30 | 4.1797 | 4.1797
2023-04-13 15:00 | 4.497 | 4.497
2023-04-13 15:30 | 4.662 | 4.662
2023-04-13 16:00 | 4.8801 | 4.8801
2023-04-13 16:30 | 5.0024 | 5.0024
2023-04-13 17:00 | 5.1443 | 5.1443
2023-04-13 17:30 | 4.8763 | 4.8763
2023-04-13 18:00 | 4.8763 | 4.8763
2023-04-13 18:30 | 5.0371 | 5.0371
2023-04-13 19:00 | 4.9552 | 4.9552
2023-04-13 19:30 | 4.9835 | 4.9835
2023-04-13 20:00 | 4.5402 | 4.5402
2023-04-13 20:30 | 4.3941 | 4.3941
2023-04-13 21:00 | 4.0189 | 4.0189
2023-04-13 21:30 | 3.7699 | 3.7699
2023-04-13 22:00 | 3.4831 | 3.4831
2023-04-13 22:30 | 3.1616 | 3.1616
2023-04-13 23:00 | 3.0008 | 3.0008
2023-04-13 23:30 | 2.8401 | 2.8401
2023-04-14 | 2.7865 | 2.7865
2023-04-14 00:30 | 2.6449 | 2.6449
2023-04-14 01:00 | 2.5721 | 2.5721
2023-04-14 01:30 | 2.5185 | 2.5185
2023-04-14 02:00 | 2.465 | 2.465
2023-04-14 02:30 | 2.3578 | 2.3578
2023-04-14 03:00 | 2.3578 | 2.3578
2023-04-14 03:30 | 2.2506 | 2.2506
2023-04-14 04:00 | 2.3042 | 2.3042
2023-04-14 04:30 | 2.2506 | 2.2506
2023-04-14 05:00 | 2.3578 | 2.3578
2023-04-14 05:30 | 2.5185 | 2.5185
2023-04-14 06:00 | 2.5721 | 2.5721
2023-04-14 06:30 | 2.5185 | 2.5185
2023-04-14 07:00 | 2.465 | 2.465
2023-04-14 07:30 | 2.5721 | 2.5721
2023-04-14 08:00 | 2.5185 | 2.5185
2023-04-14 08:30 | 2.5721 | 2.5721
2023-04-14 09:00 | 2.4114 | 2.4114
2023-04-14 09:30 | 2.3578 | 2.3578
2023-04-14 10:00 | 2.2506 | 2.2506
2023-04-14 10:30 | 2.3042 | 2.3042
2023-04-14 11:00 | 2.197 | 2.197
2023-04-14 11:30 | 2.3042 | 2.3042
2023-04-14 12:00 | 2.465 | 2.465
2023-04-14 12:30 | 2.7329 | 2.7329
2023-04-14 13:00 | 2.8401 | 2.8401
2023-04-14 13:30 | 3.108 | 3.108
2023-04-14 14:00 | 3.2152 | 3.2152
2023-04-14 14:30 | 3.4831 | 3.4831
2023-04-14 15:00 | 3.5903 | 3.5903
2023-04-14 15:30 | 3.9787 | 3.9787
2023-04-14 16:00 | 4.1797 | 4.1797
2023-04-14 16:30 | 4.5012 | 4.5012
2023-04-14 17:00 | 4.6084 | 4.6084
2023-04-14 17:30 | 4.662 | 4.662
2023-04-14 18:00 | 4.7156 | 4.7156
2023-04-14 18:30 | 4.7692 | 4.7692
2023-04-14 19:00 | 4.7692 | 4.7692
2023-04-14 19:30 | 4.5012 | 4.5012
2023-04-14 20:00 | 4.1261 | 4.1261
2023-04-14 20:30 | 4.0189 | 4.0189
2023-04-14 21:00 | 3.5903 | 3.5903
2023-04-14 21:30 | 3.4831 | 3.4831
2023-04-14 22:00 | 3.1616 | 3.1616
2023-04-14 22:30 | 3.0544 | 3.0544
2023-04-14 23:00 | 2.7329 | 2.7329
2023-04-14 23:30 | 2.5185 | 2.5185
2023-04-15 | 2.4908 | 2.4908
2023-04-15 00:30 | 2.3042 | 2.3042
2023-04-15 01:00 | 2.3042 | 2.3042
2023-04-15 01:30 | 2.197 | 2.197
2023-04-15 02:00 | 2.2506 | 2.2506
2023-04-15 02:30 | 2.1434 | 2.1434
2023-04-15 03:00 | 2.0899 | 2.0899
2023-04-15 03:30 | 2.197 | 2.197
2023-04-15 04:00 | 2.0899 | 2.0899
2023-04-15 04:30 | 2.197 | 2.197
2023-04-15 05:00 | 2.197 | 2.197
2023-04-15 05:30 | 2.2506 | 2.2506
2023-04-15 06:00 | 2.2511 | 2.2511
2023-04-15 06:30 | 2.3042 | 2.3042
2023-04-15 07:00 | 2.2506 | 2.2506
2023-04-15 07:30 | 2.3042 | 2.3042
2023-04-15 08:00 | 2.1434 | 2.1434
2023-04-15 08:30 | 2.197 | 2.197
2023-04-15 09:00 | 2.4114 | 2.4114
2023-04-15 09:30 | 2.197 | 2.197
2023-04-15 10:00 | 2.3042 | 2.3042
2023-04-15 10:30 | 2.4823 | 2.4823
2023-04-15 11:00 | 2.8936 | 2.8936
2023-04-15 11:30 | 3.2152 | 3.2152
2023-04-15 12:00 | 3.1616 | 3.1616
2023-04-15 12:30 | 3.454 | 3.454
2023-04-15 13:00 | 3.6438 | 3.6438
2023-04-15 13:30 | 3.5075 | 3.5075
2023-04-15 14:00 | 4.1261 | 4.1261
2023-04-15 14:30 | 3.8881 | 3.8881
2023-04-15 15:00 | 4.0483 | 4.0483
2023-04-15 15:30 | 4.8763 | 4.8763
2023-04-15 16:00 | 4.9835 | 4.9835
2023-04-15 16:30 | 5.001 | 5.001
2023-04-15 17:00 | 5.4658 | 5.4658
2023-04-15 17:30 | 5.305 | 5.305
2023-04-15 18:00 | 5.408 | 5.408
2023-04-15 18:30 | 5.3586 | 5.3586
2023-04-15 19:00 | 5.4122 | 5.4122
2023-04-15 19:30 | 5.0907 | 5.0907
2023-04-15 20:00 | 4.662 | 4.662
2023-04-15 20:30 | 4.5482 | 4.5482
2023-04-15 21:00 | 4.3439 | 4.3439
2023-04-15 21:30 | 4.2333 | 4.2333
2023-04-15 22:00 | 3.8465 | 3.8465
2023-04-15 22:30 | 3.5903 | 3.5903
2023-04-15 23:00 | 3.455 | 3.455
2023-04-15 23:30 | 3.2749 | 3.2749
2023-04-16 | 3.1453 | 3.1453
2023-04-16 00:30 | 2.8936 | 2.8936
2023-04-16 01:00 | 3.0008 | 3.0008
2023-04-16 01:30 | 2.8886 | 2.8886
2023-04-16 02:00 | 2.8401 | 2.8401
2023-04-16 02:30 | 2.8413 | 2.8413
2023-04-16 03:00 | 2.8401 | 2.8401
2023-04-16 03:30 | 2.6793 | 2.6793
2023-04-16 04:00 | 2.6638 | 2.6638
2023-04-16 04:30 | 2.6793 | 2.6793
2023-04-16 05:00 | 2.5721 | 2.5721
2023-04-16 05:30 | 2.465 | 2.465
2023-04-16 06:00 | 2.5185 | 2.5185
2023-04-16 06:30 | 2.479 | 2.479
2023-04-16 07:00 | 2.465 | 2.465
2023-04-16 07:30 | 2.4114 | 2.4114
2023-04-16 08:00 | 2.2734 | 2.2734
2023-04-16 08:30 | 2.5185 | 2.5185
2023-04-16 09:00 | 2.3578 | 2.3578
2023-04-16 09:30 | 2.3042 | 2.3042
2023-04-16 10:00 | 2.3578 | 2.3578
2023-04-16 10:30 | 1.8819 | 1.8819
2023-04-16 11:00 | 1.9291 | 1.9291
2023-04-16 11:30 | 1.5468 | 1.5468
2023-04-16 12:00 | 1.6611 | 1.6611
2023-04-16 12:30 | 1.3289 | 1.3289
2023-04-16 13:00 | 1.5126 | 1.5126
2023-04-16 13:30 | 1.6383 | 1.6383
2023-04-16 14:00 | 1.6867 | 1.6867
2023-04-16 14:30 | 1.9703 | 1.9703
2023-04-16 15:00 | 1.8016 | 1.8016
2023-04-16 15:30 | 1.7683 | 1.7683
2023-04-16 16:00 | 2.05 | 2.05
2023-04-16 16:30 | 2.2506 | 2.2506
2023-04-16 17:00 | 2.498 | 2.498
2023-04-16 17:30 | 2.7449 | 2.7449
2023-04-16 18:00 | 2.9137 | 2.9137
2023-04-16 18:30 | 3.15 | 3.15
2023-04-16 19:00 | 3.188 | 3.188
2023-04-16 19:30 | 3.0008 | 3.0008
2023-04-16 20:00 | 2.8611 | 2.8611
2023-04-16 20:30 | 2.6257 | 2.6257
2023-04-16 21:00 | 2.5721 | 2.5721
2023-04-16 21:30 | 2.5185 | 2.5185
2023-04-16 22:00 | 2.2766 | 2.2766
2023-04-16 22:30 | 2.1555 | 2.1555
2023-04-16 23:00 | 1.9827 | 1.9827
2023-04-16 23:30 | 1.9054 | 1.9054
2023-04-17 | 1.7683 | 1.7683
2023-04-17 00:30 | 1.8526 | 1.8526
2023-04-17 01:00 | 1.7683 | 1.7683
2023-04-17 01:30 | 1.8264 | 1.8264
2023-04-17 02:00 | 1.7148 | 1.7148
2023-04-17 02:30 | 1.714 | 1.714
2023-04-17 03:00 | 1.6612 | 1.6612
2023-04-17 03:30 | 1.7361 | 1.7361
2023-04-17 04:00 | 1.7683 | 1.7683
2023-04-17 04:30 | 1.9135 | 1.9135
2023-04-17 05:00 | 1.9291 | 1.9291
2023-04-17 05:30 | 2.1181 | 2.1181
2023-04-17 06:00 | 2.1434 | 2.1434
2023-04-17 06:30 | 2.4561 | 2.4561
2023-04-17 07:00 | 2.465 | 2.465
2023-04-17 07:30 | 2.5421 | 2.5421
2023-04-17 08:00 | 2.5185 | 2.5185
2023-04-17 08:30 | 2.1864 | 2.1864
2023-04-17 09:00 | 2.0899 | 2.0899
2023-04-17 09:30 | 1.602 | 1.602
2023-04-17 10:00 | 1.5052 | 1.5052
2023-04-17 10:30 | 1.6076 | 1.6076
2023-04-17 11:00 | 1.4889 | 1.4889
2023-04-17 11:30 | 1.554 | 1.554
2023-04-17 12:00 | 1.3605 | 1.3605
2023-04-17 12:30 | 1.5214 | 1.5214
2023-04-17 13:00 | 1.6216 | 1.6216
2023-04-17 13:30 | 1.7683 | 1.7683
2023-04-17 14:00 | 1.8755 | 1.8755
2023-04-17 14:30 | 2.0363 | 2.0363
2023-04-17 15:00 | 2.123 | 2.123
2023-04-17 15:30 | 2.5185 | 2.5185
2023-04-17 16:00 | 2.7202 | 2.7202
2023-04-17 16:30 | 3.1069 | 3.1069
2023-04-17 17:00 | 3.22 | 3.22
2023-04-17 17:30 | 3.4036 | 3.4036
2023-04-17 18:00 | 3.4831 | 3.4831
2023-04-17 18:30 | 3.5367 | 3.5367
2023-04-17 19:00 | 3.9118 | 3.9118
2023-04-17 19:30 | 3.5903 | 3.5903
2023-04-17 20:00 | 3.4831 | 3.4831
2023-04-17 20:30 | 3.2256 | 3.2256
2023-04-17 21:00 | 3.0115 | 3.0115
2023-04-17 21:30 | 2.8637 | 2.8637
2023-04-17 22:00 | 2.6257 | 2.6257
2023-04-17 22:30 | 2.465 | 2.465
2023-04-17 23:00 | 2.2506 | 2.2506
2023-04-17 23:30 | 2.1738 | 2.1738
2023-04-18 | 2.0806 | 2.0806
2023-04-18 00:30 | 2.0363 | 2.0363
2023-04-18 01:00 | 1.8481 | 1.8481
2023-04-18 01:30 | 1.9827 | 1.9827
2023-04-18 02:00 | 1.8872 | 1.8872
2023-04-18 02:30 | 1.7683 | 1.7683
2023-04-18 03:00 | 1.8219 | 1.8219
2023-04-18 03:30 | 1.8755 | 1.8755
2023-04-18 04:00 | 1.8755 | 1.8755
2023-04-18 04:30 | 1.8755 | 1.8755
2023-04-18 05:00 | 2.0083 | 2.0083
2023-04-18 05:30 | 2.197 | 2.197
2023-04-18 06:00 | 2.235 | 2.235
2023-04-18 06:30 | 2.3042 | 2.3042
2023-04-18 07:00 | 2.465 | 2.465
2023-04-18 07:30 | 2.6257 | 2.6257
2023-04-18 08:00 | 2.4885 | 2.4885
2023-04-18 08:30 | 2.3042 | 2.3042
2023-04-18 09:00 | 2.1106 | 2.1106
2023-04-18 09:30 | 1.9116 | 1.9116
2023-04-18 10:00 | 1.7984 | 1.7984
2023-04-18 10:30 | 1.9291 | 1.9291
2023-04-18 11:00 | 1.9044 | 1.9044
2023-04-18 11:30 | 2.0899 | 2.0899
2023-04-18 12:00 | 2.3138 | 2.3138
2023-04-18 12:30 | 2.4671 | 2.4671
2023-04-18 13:00 | 2.6604 | 2.6604
2023-04-18 13:30 | 2.8737 | 2.8737
2023-04-18 14:00 | 3.3759 | 3.3759
2023-04-18 14:30 | 3.4295 | 3.4295
2023-04-18 15:00 | 3.9118 | 3.9118
2023-04-18 15:30 | 4.1842 | 4.1842
2023-04-18 16:00 | 4.0717 | 4.0717
2023-04-18 16:30 | 4.6296 | 4.6296
2023-04-18 17:00 | 4.5548 | 4.5548
2023-04-18 17:30 | 4.4981 | 4.4981
2023-04-18 18:00 | 4.5755 | 4.5755
2023-04-18 18:30 | 4.7039 | 4.7039
2023-04-18 19:00 | 4.6925 | 4.6925
2023-04-18 19:30 | 4.6706 | 4.6706
2023-04-18 20:00 | 4.2242 | 4.2242
2023-04-18 20:30 | 3.898 | 3.898
2023-04-18 21:00 | 3.5932 | 3.5932
2023-04-18 21:30 | 3.451 | 3.451
2023-04-18 22:00 | 3.1616 | 3.1616
2023-04-18 22:30 | 2.8936 | 2.8936
2023-04-18 23:00 | 2.8401 | 2.8401
2023-04-18 23:30 | 2.5962 | 2.5962
2023-04-19 | 2.5721 | 2.5721
2023-04-19 00:30 | 2.5185 | 2.5185
2023-04-19 01:00 | 2.4361 | 2.4361
2023-04-19 01:30 | 2.3042 | 2.3042
2023-04-19 02:00 | 2.3042 | 2.3042
2023-04-19 02:30 | 2.1434 | 2.1434
2023-04-19 03:00 | 2.197 | 2.197
2023-04-19 03:30 | 2.1731 | 2.1731
2023-04-19 04:00 | 2.197 | 2.197
2023-04-19 04:30 | 2.3042 | 2.3042
2023-04-19 05:00 | 2.3924 | 2.3924
2023-04-19 05:30 | 2.465 | 2.465
2023-04-19 06:00 | 2.5872 | 2.5872
2023-04-19 06:30 | 2.5721 | 2.5721
2023-04-19 07:00 | 2.7329 | 2.7329
2023-04-19 07:30 | 2.6793 | 2.6793
2023-04-19 08:00 | 2.6793 | 2.6793
2023-04-19 08:30 | 2.7865 | 2.7865
2023-04-19 09:00 | 2.5185 | 2.5185
2023-04-19 09:30 | 2.2516 | 2.2516
2023-04-19 10:00 | 2.6269 | 2.6269
2023-04-19 10:30 | 2.3677 | 2.3677
2023-04-19 11:00 | 2.4114 | 2.4114
2023-04-19 11:30 | 2.3885 | 2.3885
2023-04-19 12:00 | 2.7431 | 2.7431
2023-04-19 12:30 | 2.6793 | 2.6793
2023-04-19 13:00 | 2.754 | 2.754
2023-04-19 13:30 | 3.0156 | 3.0156
2023-04-19 14:00 | 3.4295 | 3.4295
2023-04-19 14:30 | 3.4703 | 3.4703
2023-04-19 15:00 | 3.3759 | 3.3759
2023-04-19 15:30 | 3.2197 | 3.2197
2023-04-19 16:00 | 3.4295 | 3.4295
2023-04-19 16:30 | 3.5903 | 3.5903
2023-04-19 17:00 | 3.3223 | 3.3223
2023-04-19 17:30 | 3.4831 | 3.4831
2023-04-19 18:00 | 3.6228 | 3.6228
2023-04-19 18:30 | 3.8582 | 3.8582
2023-04-19 19:00 | 3.9118 | 3.9118
2023-04-19 19:30 | 3.6974 | 3.6974
2023-04-19 20:00 | 3.6111 | 3.6111
2023-04-19 20:30 | 3.3759 | 3.3759
2023-04-19 21:00 | 3.2461 | 3.2461
2023-04-19 21:30 | 3.108 | 3.108
2023-04-19 22:00 | 2.781 | 2.781
2023-04-19 22:30 | 2.6296 | 2.6296
2023-04-19 23:00 | 2.4114 | 2.4114
2023-04-19 23:30 | 2.3799 | 2.3799
2023-04-20 | 2.2506 | 2.2506
2023-04-20 00:30 | 2.197 | 2.197
2023-04-20 01:00 | 2.0946 | 2.0946
2023-04-20 01:30 | 2.0899 | 2.0899
2023-04-20 02:00 | 2.0899 | 2.0899
2023-04-20 02:30 | 1.9827 | 1.9827
2023-04-20 03:00 | 1.9827 | 1.9827
2023-04-20 03:30 | 1.9827 | 1.9827
2023-04-20 04:00 | 1.9827 | 1.9827
2023-04-20 04:30 | 2.0776 | 2.0776
2023-04-20 05:00 | 2.2603 | 2.2603
2023-04-20 05:30 | 2.4114 | 2.4114
2023-04-20 06:00 | 2.4114 | 2.4114
2023-04-20 06:30 | 2.465 | 2.465
2023-04-20 07:00 | 2.5752 | 2.5752
2023-04-20 07:30 | 2.7559 | 2.7559
2023-04-20 08:00 | 2.5721 | 2.5721
2023-04-20 08:30 | 2.2506 | 2.2506
2023-04-20 09:00 | 1.9922 | 1.9922
2023-04-20 09:30 | 1.9291 | 1.9291
2023-04-20 10:00 | 1.7683 | 1.7683
2023-04-20 10:30 | 1.7951 | 1.7951
2023-04-20 11:00 | 1.7148 | 1.7148
2023-04-20 11:30 | 1.7148 | 1.7148
2023-04-20 12:00 | 1.8755 | 1.8755
2023-04-20 12:30 | 1.8755 | 1.8755
2023-04-20 13:00 | 2.0899 | 2.0899
2023-04-20 13:30 | 2.2006 | 2.2006
2023-04-20 14:00 | 2.5721 | 2.5721
2023-04-20 14:30 | 2.6569 | 2.6569
2023-04-20 15:00 | 2.6634 | 2.6634
2023-04-20 15:30 | 2.6072 | 2.6072
2023-04-20 16:00 | 3.1104 | 3.1104
2023-04-20 16:30 | 3.2145 | 3.2145
2023-04-20 17:00 | 3.4831 | 3.4831
2023-04-20 17:30 | 3.5903 | 3.5903
2023-04-20 18:00 | 3.8046 | 3.8046
2023-04-20 18:30 | 3.8582 | 3.8582
2023-04-20 19:00 | 3.998 | 3.998
2023-04-20 19:30 | 3.7813 | 3.7813
2023-04-20 20:00 | 3.5806 | 3.5806
2023-04-20 20:30 | 3.3759 | 3.3759
2023-04-20 21:00 | 3.0544 | 3.0544
2023-04-20 21:30 | 2.8401 | 2.8401
2023-04-20 22:00 | 2.5969 | 2.5969
2023-04-20 22:30 | 2.4132 | 2.4132
2023-04-20 23:00 | 2.3042 | 2.3042
2023-04-20 23:30 | 2.1434 | 2.1434
2023-04-21 | 2.197 | 2.197
2023-04-21 00:30 | 2.197 | 2.197
2023-04-21 01:00 | 1.9827 | 1.9827
2023-04-21 01:30 | 1.9827 | 1.9827
2023-04-21 02:00 | 1.8755 | 1.8755
2023-04-21 02:30 | 1.832 | 1.832
2023-04-21 03:00 | 1.8755 | 1.8755
2023-04-21 03:30 | 1.8408 | 1.8408
2023-04-21 04:00 | 1.8755 | 1.8755
2023-04-21 04:30 | 1.9827 | 1.9827
2023-04-21 05:00 | 1.9827 | 1.9827
2023-04-21 05:30 | 2.1434 | 2.1434
2023-04-21 06:00 | 2.3042 | 2.3042
2023-04-21 06:30 | 2.24 | 2.24
2023-04-21 07:00 | 2.4114 | 2.4114
2023-04-21 07:30 | 2.465 | 2.465
2023-04-21 08:00 | 2.3578 | 2.3578
2023-04-21 08:30 | 2.2458 | 2.2458
2023-04-21 09:00 | 1.9565 | 1.9565
2023-04-21 09:30 | 1.9827 | 1.9827
2023-04-21 10:00 | 1.9291 | 1.9291
2023-04-21 10:30 | 1.9827 | 1.9827
2023-04-21 11:00 | 1.9827 | 1.9827
2023-04-21 11:30 | 2.0058 | 2.0058
2023-04-21 12:00 | 2.0899 | 2.0899
2023-04-21 12:30 | 2.2542 | 2.2542
2023-04-21 13:00 | 2.3241 | 2.3241
2023-04-21 13:30 | 2.5199 | 2.5199
2023-04-21 14:00 | 2.665 | 2.665
2023-04-21 14:30 | 2.8936 | 2.8936
2023-04-21 15:00 | 3.0544 | 3.0544
2023-04-21 15:30 | 3.5367 | 3.5367
2023-04-21 16:00 | 3.5903 | 3.5903
2023-04-21 16:30 | 3.8031 | 3.8031
2023-04-21 17:00 | 3.7408 | 3.7408
2023-04-21 17:30 | 3.7109 | 3.7109
2023-04-21 18:00 | 3.9707 | 3.9707
2023-04-21 18:30 | 4.1544 | 4.1544
2023-04-21 19:00 | 4.1182 | 4.1182
2023-04-21 19:30 | 3.9285 | 3.9285
2023-04-21 20:00 | 3.6487 | 3.6487
2023-04-21 20:30 | 3.3941 | 3.3941
2023-04-21 21:00 | 3.1616 | 3.1616
2023-04-21 21:30 | 3.2152 | 3.2152
2023-04-21 22:00 | 3.0588 | 3.0588
2023-04-21 22:30 | 3.0659 | 3.0659
2023-04-21 23:00 | 3.0731 | 3.0731
2023-04-21 23:30 | 3.0802 | 3.0802
2023-04-22 | 3.0874 | 3.0874
2023-04-22 00:30 | 3.0946 | 3.0946
2023-04-22 01:00 | 3.1017 | 3.1017
2023-04-22 01:30 | 3.1089 | 3.1089
2023-04-22 02:00 | 3.1161 | 3.1161
2023-04-22 02:30 | 3.1232 | 3.1232
2023-04-22 03:00 | 3.1304 | 3.1304
2023-04-22 03:30 | 3.1375 | 3.1375
2023-04-22 04:00 | 3.1447 | 3.1447
2023-04-22 04:30 | 3.1519 | 3.1519
2023-04-22 05:00 | 3.159 | 3.159
2023-04-22 05:30 | 3.1662 | 3.1662
2023-04-22 06:00 | 3.1734 | 3.1734
2023-04-22 06:30 | 3.1805 | 3.1805
2023-04-22 07:00 | 3.1877 | 3.1877
2023-04-22 07:30 | 3.1948 | 3.1948
2023-04-22 08:00 | 3.202 | 3.202
2023-04-22 08:30 | 3.2092 | 3.2092
2023-04-22 09:00 | 3.2163 | 3.2163
2023-04-22 09:30 | 3.2235 | 3.2235
2023-04-22 10:00 | 3.2307 | 3.2307
2023-04-22 10:30 | 3.2378 | 3.2378
2023-04-22 11:00 | 3.245 | 3.245
2023-04-22 11:30 | 3.2521 | 3.2521
2023-04-22 12:00 | 3.2593 | 3.2593
2023-04-22 12:30 | 3.2665 | 3.2665
2023-04-22 13:00 | 3.2736 | 3.2736
2023-04-22 13:30 | 3.2808 | 3.2808
2023-04-22 14:00 | 3.288 | 3.288
2023-04-22 14:30 | 3.2951 | 3.2951
2023-04-22 15:00 | 3.3023 | 3.3023
2023-04-22 15:30 | 3.3094 | 3.3094
2023-04-22 16:00 | 3.3166 | 3.3166
2023-04-22 16:30 | 3.3238 | 3.3238
2023-04-22 17:00 | 3.3309 | 3.3309
2023-04-22 17:30 | 3.3381 | 3.3381
2023-04-22 18:00 | 3.3453 | 3.3453
2023-04-22 18:30 | 3.3524 | 3.3524
2023-04-22 19:00 | 3.3596 | 3.3596
2023-04-22 19:30 | 3.3667 | 3.3667
2023-04-22 20:00 | 3.3739 | 3.3739
2023-04-22 20:30 | 3.1344 | 3.1344
2023-04-22 21:00 | 3.0217 | 3.0217
2023-04-22 21:30 | 2.9409 | 2.9409
2023-04-22 22:00 | 2.6723 | 2.6723
2023-04-22 22:30 | 2.5185 | 2.5185
2023-04-22 23:00 | 2.2475 | 2.2475
2023-04-22 23:30 | 2.1787 | 2.1787
2023-04-23 | 2.0915 | 2.0915
2023-04-23 00:30 | 2.1353 | 2.1353
2023-04-23 01:00 | 1.94 | 1.94
2023-04-23 01:30 | 1.9419 | 1.9419
2023-04-23 02:00 | 1.9555 | 1.9555
2023-04-23 02:30 | 1.9691 | 1.9691
2023-04-23 03:00 | 1.9827 | 1.9827
2023-04-23 03:30 | 1.9378 | 1.9378
2023-04-23 04:00 | 1.9785 | 1.9785
2023-04-23 04:30 | 1.9827 | 1.9827
2023-04-23 05:00 | 2.1119 | 2.1119
2023-04-23 05:30 | 2.0472 | 2.0472
2023-04-23 06:00 | 2.0339 | 2.0339
2023-04-23 06:30 | 2.08 | 2.08
2023-04-23 07:00 | 2.0581 | 2.0581
2023-04-23 07:30 | 2.0363 | 2.0363
2023-04-23 08:00 | 2.1318 | 2.1318
2023-04-23 08:30 | 2.0195 | 2.0195
2023-04-23 09:00 | 1.942 | 1.942
2023-04-23 09:30 | 1.7958 | 1.7958
2023-04-23 10:00 | 1.8755 | 1.8755
2023-04-23 10:30 | 1.7148 | 1.7148
2023-04-23 11:00 | 1.8101 | 1.8101
2023-04-23 11:30 | 1.7683 | 1.7683
2023-04-23 12:00 | 2.3578 | 2.3578
2023-04-23 12:30 | 2.1941 | 2.1941
2023-04-23 13:00 | 2.1922 | 2.1922
2023-04-23 13:30 | 2.3177 | 2.3177
2023-04-23 14:00 | 2.3042 | 2.3042
2023-04-23 14:30 | 2.5721 | 2.5721
2023-04-23 15:00 | 2.5236 | 2.5236
2023-04-23 15:30 | 3.3521 | 3.3521
2023-04-23 16:00 | 3.0997 | 3.0997
2023-04-23 16:30 | 3.2687 | 3.2687
2023-04-23 17:00 | 3.6241 | 3.6241
2023-04-23 17:30 | 3.7753 | 3.7753
2023-04-23 18:00 | 3.9653 | 3.9653
2023-04-23 18:30 | 3.9438 | 3.9438
2023-04-23 19:00 | 4.1573 | 4.1573
2023-04-23 19:30 | 3.8582 | 3.8582
2023-04-23 20:00 | 3.6174 | 3.6174
2023-04-23 20:30 | 3.3759 | 3.3759
2023-04-23 21:00 | 3.1616 | 3.1616
2023-04-23 21:30 | 3.0553 | 3.0553
2023-04-23 22:00 | 2.7865 | 2.7865
2023-04-23 22:30 | 2.5873 | 2.5873
2023-04-23 23:00 | 2.465 | 2.465
2023-04-23 23:30 | 2.4114 | 2.4114
2023-04-24 | 2.3578 | 2.3578
2023-04-24 00:30 | 2.3042 | 2.3042
2023-04-24 01:00 | 2.2506 | 2.2506
2023-04-24 01:30 | 2.2506 | 2.2506
2023-04-24 02:00 | 2.1315 | 2.1315
2023-04-24 02:30 | 2.0839 | 2.0839
2023-04-24 03:00 | 2.0363 | 2.0363
2023-04-24 03:30 | 1.9827 | 1.9827
2023-04-24 04:00 | 2.0899 | 2.0899
2023-04-24 04:30 | 2.3042 | 2.3042
2023-04-24 05:00 | 2.2129 | 2.2129
2023-04-24 05:30 | 2.3578 | 2.3578
2023-04-24 06:00 | 2.4234 | 2.4234
2023-04-24 06:30 | 2.465 | 2.465
2023-04-24 07:00 | 2.5185 | 2.5185
2023-04-24 07:30 | 2.7865 | 2.7865
2023-04-24 08:00 | 2.6257 | 2.6257
2023-04-24 08:30 | 2.4332 | 2.4332
2023-04-24 09:00 | 2.2506 | 2.2506
2023-04-24 09:30 | 2.197 | 2.197
2023-04-24 10:00 | 2.0899 | 2.0899
2023-04-24 10:30 | 2.0899 | 2.0899
2023-04-24 11:00 | 2.0899 | 2.0899
2023-04-24 11:30 | 2.2418 | 2.2418
2023-04-24 12:00 | 2.197 | 2.197
2023-04-24 12:30 | 2.4916 | 2.4916
2023-04-24 13:00 | 2.5185 | 2.5185
2023-04-24 13:30 | 2.7412 | 2.7412
2023-04-24 14:00 | 2.7329 | 2.7329
2023-04-24 14:30 | 3.0544 | 3.0544
2023-04-24 15:00 | 3.1019 | 3.1019
2023-04-24 15:30 | 3.4043 | 3.4043
2023-04-24 16:00 | 3.5903 | 3.5903
2023-04-24 16:30 | 3.8518 | 3.8518
2023-04-24 17:00 | 4.0189 | 4.0189
2023-04-24 17:30 | 4.2847 | 4.2847
2023-04-24 18:00 | 4.1534 | 4.1534
2023-04-24 18:30 | 4.1956 | 4.1956
2023-04-24 19:00 | 4.2532 | 4.2532
2023-04-24 19:30 | 4.0921 | 4.0921
2023-04-24 20:00 | 3.7755 | 3.7755
2023-04-24 20:30 | 3.4201 | 3.4201
2023-04-24 21:00 | 3.3249 | 3.3249
2023-04-24 21:30 | 3.1916 | 3.1916
2023-04-24 22:00 | 2.9423 | 2.9423
2023-04-24 22:30 | 2.6829 | 2.6829
2023-04-24 23:00 | 2.5404 | 2.5404
2023-04-24 23:30 | 2.4181 | 2.4181
2023-04-25 | 2.3728 | 2.3728
2023-04-25 00:30 | 2.3231 | 2.3231
2023-04-25 01:00 | 2.197 | 2.197
2023-04-25 01:30 | 2.1022 | 2.1022
2023-04-25 02:00 | 2.1456 | 2.1456
2023-04-25 02:30 | 2.1434 | 2.1434
2023-04-25 03:00 | 2.197 | 2.197
2023-04-25 03:30 | 2.0461 | 2.0461
2023-04-25 04:00 | 2.0836 | 2.0836
2023-04-25 04:30 | 1.9986 | 1.9986
2023-04-25 05:00 | 2.1434 | 2.1434
2023-04-25 05:30 | 2.3042 | 2.3042
2023-04-25 06:00 | 2.273 | 2.273
2023-04-25 06:30 | 2.3578 | 2.3578
2023-04-25 07:00 | 2.3042 | 2.3042
2023-04-25 07:30 | 2.3289 | 2.3289
2023-04-25 08:00 | 2.3042 | 2.3042
2023-04-25 08:30 | 2.2969 | 2.2969
2023-04-25 09:00 | 2.0485 | 2.0485
2023-04-25 09:30 | 2.1448 | 2.1448
2023-04-25 10:00 | 2.0772 | 2.0772
2023-04-25 10:30 | 2 | 2
2023-04-25 11:00 | 1.9899 | 1.9899
2023-04-25 11:30 | 2.3319 | 2.3319
2023-04-25 12:00 | 2.4114 | 2.4114
2023-04-25 12:30 | 2.5398 | 2.5398
2023-04-25 13:00 | 2.6257 | 2.6257
2023-04-25 13:30 | 2.8696 | 2.8696
2023-04-25 14:00 | 3.0544 | 3.0544
2023-04-25 14:30 | 3.1981 | 3.1981
2023-04-25 15:00 | 3.9905 | 3.9905
2023-04-25 15:30 | 3.8933 | 3.8933
2023-04-25 16:00 | 3.5903 | 3.5903
2023-04-25 16:30 | 3.8488 | 3.8488
2023-04-25 17:00 | 4.1797 | 4.1797
2023-04-25 17:30 | 3.9654 | 3.9654
2023-04-25 18:00 | 4.0979 | 4.0979
2023-04-25 18:30 | 4.1261 | 4.1261
2023-04-25 19:00 | 4.1231 | 4.1231
2023-04-25 19:30 | 3.9654 | 3.9654
2023-04-25 20:00 | 3.6974 | 3.6974
2023-04-25 20:30 | 3.4328 | 3.4328
2023-04-25 21:00 | 3.1616 | 3.1616
2023-04-25 21:30 | 3.2013 | 3.2013
2023-04-25 22:00 | 2.8936 | 2.8936
2023-04-25 22:30 | 2.6793 | 2.6793
2023-04-25 23:00 | 2.5724 | 2.5724
2023-04-25 23:30 | 2.5076 | 2.5076
2023-04-26 | 2.4046 | 2.4046
2023-04-26 00:30 | 2.3728 | 2.3728
2023-04-26 01:00 | 2.2506 | 2.2506
2023-04-26 01:30 | 2.2506 | 2.2506
2023-04-26 02:00 | 2.2278 | 2.2278
2023-04-26 02:30 | 2.154 | 2.154
2023-04-26 03:00 | 2.0899 | 2.0899
2023-04-26 03:30 | 2.058 | 2.058
2023-04-26 04:00 | 2.1102 | 2.1102
2023-04-26 04:30 | 2.1583 | 2.1583
2023-04-26 05:00 | 2.2284 | 2.2284
2023-04-26 05:30 | 2.465 | 2.465
2023-04-26 06:00 | 2.4114 | 2.4114
2023-04-26 06:30 | 2.5185 | 2.5185
2023-04-26 07:00 | 2.7055 | 2.7055
2023-04-26 07:30 | 2.8401 | 2.8401
2023-04-26 08:00 | 2.4864 | 2.4864
2023-04-26 08:30 | 2.5721 | 2.5721
2023-04-26 09:00 | 2.4945 | 2.4945
2023-04-26 09:30 | 2.465 | 2.465
2023-04-26 10:00 | 2.5179 | 2.5179
2023-04-26 10:30 | 2.2826 | 2.2826
2023-04-26 11:00 | 2.2237 | 2.2237
2023-04-26 11:30 | 2.4007 | 2.4007
2023-04-26 12:00 | 2.6948 | 2.6948
2023-04-26 12:30 | 2.8401 | 2.8401
2023-04-26 13:00 | 3.1617 | 3.1617
2023-04-26 13:30 | 3.3205 | 3.3205
2023-04-26 14:00 | 3.1996 | 3.1996
2023-04-26 14:30 | 3.6974 | 3.6974
2023-04-26 15:00 | 3.2126 | 3.2126
2023-04-26 15:30 | 3.8866 | 3.8866
2023-04-26 16:00 | 4.1261 | 4.1261
2023-04-26 16:30 | 3.9584 | 3.9584
2023-04-26 17:00 | 3.9397 | 3.9397
2023-04-26 17:30 | 3.955 | 3.955
2023-04-26 18:00 | 4.1261 | 4.1261
2023-04-26 18:30 | 4.2443 | 4.2443
2023-04-26 19:00 | 4.1896 | 4.1896
2023-04-26 19:30 | 4.0154 | 4.0154
2023-04-26 20:00 | 3.8046 | 3.8046
2023-04-26 20:30 | 3.6438 | 3.6438
2023-04-26 21:00 | 3.3471 | 3.3471
2023-04-26 21:30 | 3.2687 | 3.2687
2023-04-26 22:00 | 2.9462 | 2.9462
2023-04-26 22:30 | 2.6793 | 2.6793
2023-04-26 23:00 | 2.4833 | 2.4833
2023-04-26 23:30 | 2.4114 | 2.4114
2023-04-27 | 2.2506 | 2.2506
2023-04-27 00:30 | 2.2315 | 2.2315
2023-04-27 01:00 | 2.1434 | 2.1434
2023-04-27 01:30 | 2.1726 | 2.1726
2023-04-27 02:00 | 2.0899 | 2.0899
2023-04-27 02:30 | 2.0416 | 2.0416
2023-04-27 03:00 | 2.0899 | 2.0899
2023-04-27 03:30 | 2.0363 | 2.0363
2023-04-27 04:00 | 2.0899 | 2.0899
2023-04-27 04:30 | 2.1285 | 2.1285
2023-04-27 05:00 | 2.197 | 2.197
2023-04-27 05:30 | 2.4114 | 2.4114
2023-04-27 06:00 | 2.4419 | 2.4419
2023-04-27 06:30 | 2.5176 | 2.5176
2023-04-27 07:00 | 2.5419 | 2.5419
2023-04-27 07:30 | 2.7865 | 2.7865
2023-04-27 08:00 | 2.4384 | 2.4384
2023-04-27 08:30 | 2.7177 | 2.7177
2023-04-27 09:00 | 2.3578 | 2.3578
2023-04-27 09:30 | 2.3042 | 2.3042
2023-04-27 10:00 | 2.0899 | 2.0899
2023-04-27 10:30 | 2.2997 | 2.2997
2023-04-27 11:00 | 2.211 | 2.211
2023-04-27 11:30 | 2.2143 | 2.2143
2023-04-27 12:00 | 2.4648 | 2.4648
2023-04-27 12:30 | 2.4441 | 2.4441
2023-04-27 13:00 | 2.8627 | 2.8627
2023-04-27 13:30 | 3.343 | 3.343
2023-04-27 14:00 | 3.4595 | 3.4595
2023-04-27 14:30 | 3.2941 | 3.2941
2023-04-27 15:00 | 3.7341 | 3.7341
2023-04-27 15:30 | 3.1776 | 3.1776
2023-04-27 16:00 | 3.6752 | 3.6752
2023-04-27 16:30 | 4.0387 | 4.0387
2023-04-27 17:00 | 3.8321 | 3.8321
2023-04-27 17:30 | 3.8872 | 3.8872
2023-04-27 18:00 | 3.9654 | 3.9654
2023-04-27 18:30 | 4.2333 | 4.2333
2023-04-27 19:00 | 4.2568 | 4.2568
2023-04-27 19:30 | 4.0189 | 4.0189
2023-04-27 20:00 | 3.7321 | 3.7321
2023-04-27 20:30 | 3.4566 | 3.4566
2023-04-27 21:00 | 3.2687 | 3.2687
2023-04-27 21:30 | 3.1108 | 3.1108
2023-04-27 22:00 | 2.9457 | 2.9457
2023-04-27 22:30 | 2.6522 | 2.6522
2023-04-27 23:00 | 2.4114 | 2.4114
2023-04-27 23:30 | 2.3578 | 2.3578
2023-04-28 | 2.197 | 2.197
2023-04-28 00:30 | 2.1689 | 2.1689
2023-04-28 01:00 | 2.197 | 2.197
2023-04-28 01:30 | 1.9826 | 1.9826
2023-04-28 02:00 | 1.9827 | 1.9827
2023-04-28 02:30 | 2.0361 | 2.0361
2023-04-28 03:00 | 1.9827 | 1.9827
2023-04-28 03:30 | 1.9139 | 1.9139
2023-04-28 04:00 | 1.9291 | 1.9291
2023-04-28 04:30 | 1.9766 | 1.9766
2023-04-28 05:00 | 2.0899 | 2.0899
2023-04-28 05:30 | 2.2415 | 2.2415
2023-04-28 06:00 | 2.3042 | 2.3042
2023-04-28 06:30 | 2.3969 | 2.3969
2023-04-28 07:00 | 2.6257 | 2.6257
2023-04-28 07:30 | 2.5832 | 2.5832
2023-04-28 08:00 | 2.6257 | 2.6257
2023-04-28 08:30 | 2.2493 | 2.2493
2023-04-28 09:00 | 2.197 | 2.197
2023-04-28 09:30 | 2.2718 | 2.2718
2023-04-28 10:00 | 2.2506 | 2.2506
2023-04-28 10:30 | 2.2118 | 2.2118
2023-04-28 11:00 | 2.3516 | 2.3516
2023-04-28 11:30 | 2.465 | 2.465
2023-04-28 12:00 | 2.5185 | 2.5185
2023-04-28 12:30 | 2.6257 | 2.6257
2023-04-28 13:00 | 2.9238 | 2.9238
2023-04-28 13:30 | 3.4687 | 3.4687
2023-04-28 14:00 | 3.0528 | 3.0528
2023-04-28 14:30 | 3.8046 | 3.8046
2023-04-28 15:00 | 3.5909 | 3.5909
2023-04-28 15:30 | 3.8467 | 3.8467
2023-04-28 16:00 | 3.5255 | 3.5255
2023-04-28 16:30 | 3.7527 | 3.7527
2023-04-28 17:00 | 4.1652 | 4.1652
2023-04-28 17:30 | 4.0189 | 4.0189
2023-04-28 18:00 | 4.105 | 4.105
2023-04-28 18:30 | 4.1261 | 4.1261
2023-04-28 19:00 | 4.0189 | 4.0189
2023-04-28 19:30 | 3.837 | 3.837
2023-04-28 20:00 | 3.5163 | 3.5163
2023-04-28 20:30 | 3.3759 | 3.3759
2023-04-28 21:00 | 3.0544 | 3.0544
2023-04-28 21:30 | 3.057 | 3.057
2023-04-28 22:00 | 2.7781 | 2.7781
2023-04-28 22:30 | 2.5721 | 2.5721
2023-04-28 23:00 | 2.4181 | 2.4181
2023-04-28 23:30 | 2.3019 | 2.3019
2023-04-29 | 2.257 | 2.257
2023-04-29 00:30 | 2.1297 | 2.1297
2023-04-29 01:00 | 2.0899 | 2.0899
2023-04-29 01:30 | 2.0677 | 2.0677
2023-04-29 02:00 | 2.0365 | 2.0365
2023-04-29 02:30 | 1.9291 | 1.9291
2023-04-29 03:00 | 1.9277 | 1.9277
2023-04-29 03:30 | 1.8755 | 1.8755
2023-04-29 04:00 | 1.9905 | 1.9905
2023-04-29 04:30 | 1.9291 | 1.9291
2023-04-29 05:00 | 1.9997 | 1.9997
2023-04-29 05:30 | 1.9337 | 1.9337
2023-04-29 06:00 | 2.0899 | 2.0899
2023-04-29 06:30 | 2.0899 | 2.0899
2023-04-29 07:00 | 2.0899 | 2.0899
2023-04-29 07:30 | 2.0899 | 2.0899
2023-04-29 08:00 | 2.2506 | 2.2506
2023-04-29 08:30 | 2.3078 | 2.3078
2023-04-29 09:00 | 2.1434 | 2.1434
2023-04-29 09:30 | 2.197 | 2.197
2023-04-29 10:00 | 1.6208 | 1.6208
2023-04-29 10:30 | 2.0526 | 2.0526
2023-04-29 11:00 | 2.1453 | 2.1453
2023-04-29 11:30 | 2.1434 | 2.1434
2023-04-29 12:00 | 1.8755 | 1.8755
2023-04-29 12:30 | 1.7774 | 1.7774
2023-04-29 13:00 | 1.6612 | 1.6612
2023-04-29 13:30 | 1.554 | 1.554
2023-04-29 14:00 | 1.7148 | 1.7148
2023-04-29 14:30 | 1.9827 | 1.9827
2023-04-29 15:00 | 2.2449 | 2.2449
2023-04-29 15:30 | 2.2506 | 2.2506
2023-04-29 16:00 | 2.2506 | 2.2506
2023-04-29 16:30 | 2.197 | 2.197
2023-04-29 17:00 | 2.4114 | 2.4114
2023-04-29 17:30 | 2.5598 | 2.5598
2023-04-29 18:00 | 2.8268 | 2.8268
2023-04-29 18:30 | 2.9472 | 2.9472
2023-04-29 19:00 | 3.0415 | 3.0415
2023-04-29 19:30 | 2.9101 | 2.9101
2023-04-29 20:00 | 2.6079 | 2.6079
2023-04-29 20:30 | 2.5368 | 2.5368
2023-04-29 21:00 | 2.4769 | 2.4769
2023-04-29 21:30 | 2.3414 | 2.3414
2023-04-29 22:00 | 2.197 | 2.197
2023-04-29 22:30 | 2.1434 | 2.1434
2023-04-29 23:00 | 1.9827 | 1.9827
2023-04-29 23:30 | 1.9603 | 1.9603
2023-04-30 | 1.8755 | 1.8755
2023-04-30 00:30 | 1.7766 | 1.7766
2023-04-30 01:00 | 1.727 | 1.727
2023-04-30 01:30 | 1.7683 | 1.7683
2023-04-30 02:00 | 1.6612 | 1.6612
2023-04-30 02:30 | 1.8561 | 1.8561
2023-04-30 03:00 | 1.7683 | 1.7683
2023-04-30 03:30 | 1.7683 | 1.7683
2023-04-30 04:00 | 1.7148 | 1.7148
2023-04-30 04:30 | 1.8168 | 1.8168
2023-04-30 05:00 | 1.7983 | 1.7983
2023-04-30 05:30 | 1.8755 | 1.8755
2023-04-30 06:00 | 1.8755 | 1.8755
2023-04-30 06:30 | 1.9622 | 1.9622
2023-04-30 07:00 | 1.8755 | 1.8755
2023-04-30 07:30 | 1.9443 | 1.9443
2023-04-30 08:00 | 2.0388 | 2.0388
2023-04-30 08:30 | 1.8755 | 1.8755
2023-04-30 09:00 | 1.6612 | 1.6612
2023-04-30 09:30 | 1.3932 | 1.3932
2023-04-30 10:00 | 1.2861 | 1.2861
2023-04-30 10:30 | 1.1253 | 1.1253
2023-04-30 11:00 | 1.1659 | 1.1659
2023-04-30 11:30 | 1.0181 | 1.0181
2023-04-30 12:00 | 1.1566 | 1.1566
2023-04-30 12:30 | 1.173 | 1.173
2023-04-30 13:00 | 1.2325 | 1.2325
2023-04-30 13:30 | 1.2699 | 1.2699
2023-04-30 14:00 | 1.2997 | 1.2997
2023-04-30 14:30 | 1.5322 | 1.5322
2023-04-30 15:00 | 1.6076 | 1.6076
2023-04-30 15:30 | 1.8256 | 1.8256
2023-04-30 16:00 | 2.0363 | 2.0363
2023-04-30 16:30 | 2.3008 | 2.3008
2023-04-30 17:00 | 2.5687 | 2.5687
2023-04-30 17:30 | 2.7404 | 2.7404
2023-04-30 18:00 | 2.8401 | 2.8401
2023-04-30 18:30 | 2.9472 | 2.9472
2023-04-30 19:00 | 3.0544 | 3.0544
2023-04-30 19:30 | 2.8545 | 2.8545
2023-04-30 20:00 | 2.682 | 2.682
2023-04-30 20:30 | 2.5681 | 2.5681
2023-04-30 21:00 | 2.4114 | 2.4114
2023-04-30 21:30 | 2.5185 | 2.5185
2023-04-30 22:00 | 2.197 | 2.197
2023-04-30 22:30 | 2.0134 | 2.0134
2023-04-30 23:00 | 1.9827 | 1.9827
2023-04-30 23:30 | 1.8833 | 1.8833
2023-05-01 | 1.9827 | 1.9827
2023-05-01 00:30 | 1.7936 | 1.7936
2023-05-01 01:00 | 1.8219 | 1.8219
2023-05-01 01:30 | 1.7619 | 1.7619
2023-05-01 02:00 | 1.6612 | 1.6612
2023-05-01 02:30 | 1.6612 | 1.6612
2023-05-01 03:00 | 1.693 | 1.693
2023-05-01 03:30 | 1.7248 | 1.7248
2023-05-01 04:00 | 1.7566 | 1.7566
2023-05-01 04:30 | 1.7884 | 1.7884
2023-05-01 05:00 | 1.8202 | 1.8202
2023-05-01 05:30 | 1.852 | 1.852
2023-05-01 06:00 | 1.8837 | 1.8837
2023-05-01 06:30 | 1.9155 | 1.9155
2023-05-01 07:00 | 1.9473 | 1.9473
2023-05-01 07:30 | 1.9791 | 1.9791
2023-05-01 08:00 | 2.0109 | 2.0109
2023-05-01 08:30 | 2.0427 | 2.0427
2023-05-01 09:00 | 2.0745 | 2.0745
2023-05-01 09:30 | 2.1063 | 2.1063
2023-05-01 10:00 | 2.1381 | 2.1381
2023-05-01 10:30 | 2.1699 | 2.1699
2023-05-01 11:00 | 2.2017 | 2.2017
2023-05-01 11:30 | 2.2335 | 2.2335
2023-05-01 12:00 | 2.2653 | 2.2653
2023-05-01 12:30 | 2.2971 | 2.2971
2023-05-01 13:00 | 2.3289 | 2.3289
2023-05-01 13:30 | 2.3607 | 2.3607
2023-05-01 14:00 | 2.3925 | 2.3925
2023-05-01 14:30 | 2.4243 | 2.4243
2023-05-01 15:00 | 2.4561 | 2.4561
2023-05-01 15:30 | 2.4879 | 2.4879
2023-05-01 16:00 | 2.5197 | 2.5197
2023-05-01 16:30 | 2.5515 | 2.5515
2023-05-01 17:00 | 2.5833 | 2.5833
2023-05-01 17:30 | 2.6151 | 2.6151
2023-05-01 18:00 | 2.6469 | 2.6469
2023-05-01 18:30 | 2.6787 | 2.6787
2023-05-01 19:00 | 2.7105 | 2.7105
2023-05-01 19:30 | 2.7423 | 2.7423
2023-05-01 20:00 | 2.7741 | 2.7741
2023-05-01 20:30 | 2.7329 | 2.7329
2023-05-01 21:00 | 2.5721 | 2.5721
2023-05-01 21:30 | 2.5092 | 2.5092
2023-05-01 22:00 | 2.3649 | 2.3649
2023-05-01 22:30 | 2.2453 | 2.2453
2023-05-01 23:00 | 2.0604 | 2.0604
2023-05-01 23:30 | 1.8755 | 1.8755
2023-05-02 | 1.7683 | 1.7683
2023-05-02 00:30 | 1.7536 | 1.7536
2023-05-02 01:00 | 1.6899 | 1.6899
2023-05-02 01:30 | 1.6612 | 1.6612
2023-05-02 02:00 | 1.7084 | 1.7084
2023-05-02 02:30 | 1.6612 | 1.6612
2023-05-02 03:00 | 1.6612 | 1.6612
2023-05-02 03:30 | 1.7074 | 1.7074
2023-05-02 04:00 | 1.6612 | 1.6612
2023-05-02 04:30 | 1.7135 | 1.7135
2023-05-02 05:00 | 1.8291 | 1.8291
2023-05-02 05:30 | 2.1226 | 2.1226
2023-05-02 06:00 | 2.233 | 2.233
2023-05-02 06:30 | 2.3822 | 2.3822
2023-05-02 07:00 | 2.5185 | 2.5185
2023-05-02 07:30 | 2.7027 | 2.7027
2023-05-02 08:00 | 2.4251 | 2.4251
2023-05-02 08:30 | 2.2506 | 2.2506
2023-05-02 09:00 | 1.8318 | 1.8318
2023-05-02 09:30 | 1.6435 | 1.6435
2023-05-02 10:00 | 1.5363 | 1.5363
2023-05-02 10:30 | 1.3397 | 1.3397
2023-05-02 11:00 | 1.3397 | 1.3397
2023-05-02 11:30 | 1.2587 | 1.2587
2023-05-02 12:00 | 1.554 | 1.554
2023-05-02 12:30 | 1.4468 | 1.4468
2023-05-02 13:00 | 1.6612 | 1.6612
2023-05-02 13:30 | 1.6323 | 1.6323
2023-05-02 14:00 | 1.8219 | 1.8219
2023-05-02 14:30 | 1.9291 | 1.9291
2023-05-02 15:00 | 2.0899 | 2.0899
2023-05-02 15:30 | 2.2829 | 2.2829
2023-05-02 16:00 | 2.5721 | 2.5721
2023-05-02 16:30 | 2.8401 | 2.8401
2023-05-02 17:00 | 2.8936 | 2.8936
2023-05-02 17:30 | 3.0937 | 3.0937
2023-05-02 18:00 | 3.1616 | 3.1616
2023-05-02 18:30 | 3.3223 | 3.3223
2023-05-02 19:00 | 3.3155 | 3.3155
2023-05-02 19:30 | 3.1616 | 3.1616
2023-05-02 20:00 | 3.0008 | 3.0008
2023-05-02 20:30 | 2.8401 | 2.8401
2023-05-02 21:00 | 2.7173 | 2.7173
2023-05-02 21:30 | 2.5185 | 2.5185
2023-05-02 22:00 | 2.5185 | 2.5185
2023-05-02 22:30 | 2.1434 | 2.1434
2023-05-02 23:00 | 2.0608 | 2.0608
2023-05-02 23:30 | 1.8755 | 1.8755
2023-05-03 | 1.8219 | 1.8219
2023-05-03 00:30 | 1.7683 | 1.7683
2023-05-03 01:00 | 1.7683 | 1.7683
2023-05-03 01:30 | 1.7148 | 1.7148
2023-05-03 02:00 | 1.6612 | 1.6612
2023-05-03 02:30 | 1.6612 | 1.6612
2023-05-03 03:00 | 1.6612 | 1.6612
2023-05-03 03:30 | 1.7683 | 1.7683
2023-05-03 04:00 | 1.6612 | 1.6612
2023-05-03 04:30 | 1.7683 | 1.7683
2023-05-03 05:00 | 1.8755 | 1.8755
2023-05-03 05:30 | 2.197 | 2.197
2023-05-03 06:00 | 2.1533 | 2.1533
2023-05-03 06:30 | 2.5185 | 2.5185
2023-05-03 07:00 | 2.6257 | 2.6257
2023-05-03 07:30 | 2.7104 | 2.7104
2023-05-03 08:00 | 2.5721 | 2.5721
2023-05-03 08:30 | 2.1434 | 2.1434
2023-05-03 09:00 | 1.9827 | 1.9827
2023-05-03 09:30 | 1.7683 | 1.7683
2023-05-03 10:00 | 1.6076 | 1.6076
2023-05-03 10:30 | 1.3059 | 1.3059
2023-05-03 11:00 | 1.4468 | 1.4468
2023-05-03 11:30 | 1.3397 | 1.3397
2023-05-03 12:00 | 1.4468 | 1.4468
2023-05-03 12:30 | 1.5004 | 1.5004
2023-05-03 13:00 | 1.5004 | 1.5004
2023-05-03 13:30 | 1.6988 | 1.6988
2023-05-03 14:00 | 1.8219 | 1.8219
2023-05-03 14:30 | 2.1078 | 2.1078
2023-05-03 15:00 | 2.1434 | 2.1434
2023-05-03 15:30 | 2.5721 | 2.5721
2023-05-03 16:00 | 2.5721 | 2.5721
2023-05-03 16:30 | 2.9547 | 2.9547
2023-05-03 17:00 | 3.2687 | 3.2687
2023-05-03 17:30 | 3.3223 | 3.3223
2023-05-03 18:00 | 3.5256 | 3.5256
2023-05-03 18:30 | 3.5903 | 3.5903
2023-05-03 19:00 | 3.751 | 3.751
2023-05-03 19:30 | 3.3998 | 3.3998
2023-05-03 20:00 | 3.2687 | 3.2687
2023-05-03 20:30 | 3.108 | 3.108
2023-05-03 21:00 | 2.8401 | 2.8401
2023-05-03 21:30 | 2.7865 | 2.7865
2023-05-03 22:00 | 2.5721 | 2.5721
2023-05-03 22:30 | 2.4114 | 2.4114
2023-05-03 23:00 | 2.1434 | 2.1434
2023-05-03 23:30 | 2.1434 | 2.1434
2023-05-04 | 1.9291 | 1.9291
2023-05-04 00:30 | 1.9827 | 1.9827
2023-05-04 01:00 | 1.8219 | 1.8219
2023-05-04 01:30 | 1.8219 | 1.8219
2023-05-04 02:00 | 1.7148 | 1.7148
2023-05-04 02:30 | 1.8219 | 1.8219
2023-05-04 03:00 | 1.7529 | 1.7529
2023-05-04 03:30 | 1.7683 | 1.7683
2023-05-04 04:00 | 1.7683 | 1.7683
2023-05-04 04:30 | 1.8755 | 1.8755
2023-05-04 05:00 | 1.9827 | 1.9827
2023-05-04 05:30 | 2.197 | 2.197
2023-05-04 06:00 | 2.0899 | 2.0899
2023-05-04 06:30 | 2.4114 | 2.4114
2023-05-04 07:00 | 2.465 | 2.465
2023-05-04 07:30 | 2.6163 | 2.6163
2023-05-04 08:00 | 2.5185 | 2.5185
2023-05-04 08:30 | 2.197 | 2.197
2023-05-04 09:00 | 2.1434 | 2.1434
2023-05-04 09:30 | 1.8219 | 1.8219
2023-05-04 10:00 | 1.7683 | 1.7683
2023-05-04 10:30 | 1.7417 | 1.7417
2023-05-04 11:00 | 1.8199 | 1.8199
2023-05-04 11:30 | 1.8219 | 1.8219
2023-05-04 12:00 | 1.9577 | 1.9577
2023-05-04 12:30 | 2.0363 | 2.0363
2023-05-04 13:00 | 2.3042 | 2.3042
2023-05-04 13:30 | 2.465 | 2.465
2023-05-04 14:00 | 2.5721 | 2.5721
2023-05-04 14:30 | 2.7865 | 2.7865
2023-05-04 15:00 | 2.9472 | 2.9472
2023-05-04 15:30 | 3.2687 | 3.2687
2023-05-04 16:00 | 3.4261 | 3.4261
2023-05-04 16:30 | 3.6438 | 3.6438
2023-05-04 17:00 | 3.8582 | 3.8582
2023-05-04 17:30 | 3.9118 | 3.9118
2023-05-04 18:00 | 4.1261 | 4.1261
2023-05-04 18:30 | 4.1261 | 4.1261
2023-05-04 19:00 | 4.2869 | 4.2869
2023-05-04 19:30 | 3.9118 | 3.9118
2023-05-04 20:00 | 3.6974 | 3.6974
2023-05-04 20:30 | 3.4831 | 3.4831
2023-05-04 21:00 | 3.2687 | 3.2687
2023-05-04 21:30 | 3.0544 | 3.0544
2023-05-04 22:00 | 2.9472 | 2.9472
2023-05-04 22:30 | 2.5721 | 2.5721
2023-05-04 23:00 | 2.4114 | 2.4114
2023-05-04 23:30 | 2.3042 | 2.3042
2023-05-05 | 2.197 | 2.197
2023-05-05 00:30 | 2.1434 | 2.1434
2023-05-05 01:00 | 2.1434 | 2.1434
2023-05-05 01:30 | 2.197 | 2.197
2023-05-05 02:00 | 2.0899 | 2.0899
2023-05-05 02:30 | 2.0363 | 2.0363
2023-05-05 03:00 | 1.9827 | 1.9827
2023-05-05 03:30 | 2.0899 | 2.0899
2023-05-05 04:00 | 1.9827 | 1.9827
2023-05-05 04:30 | 2.0899 | 2.0899
2023-05-05 05:00 | 2.0363 | 2.0363
2023-05-05 05:30 | 2.4114 | 2.4114
2023-05-05 06:00 | 2.3042 | 2.3042
2023-05-05 06:30 | 2.5185 | 2.5185
2023-05-05 07:00 | 2.5185 | 2.5185
2023-05-05 07:30 | 2.7865 | 2.7865
2023-05-05 08:00 | 2.6257 | 2.6257
2023-05-05 08:30 | 2.4114 | 2.4114
2023-05-05 09:00 | 2.3042 | 2.3042
2023-05-05 09:30 | 2.0899 | 2.0899
2023-05-05 10:00 | 1.9827 | 1.9827
2023-05-05 10:30 | 1.9291 | 1.9291
2023-05-05 11:00 | 1.9291 | 1.9291
2023-05-05 11:30 | 1.9827 | 1.9827
2023-05-05 12:00 | 2.0363 | 2.0363
2023-05-05 12:30 | 2.1591 | 2.1591
2023-05-05 13:00 | 2.465 | 2.465
2023-05-05 13:30 | 2.465 | 2.465
2023-05-05 14:00 | 2.6257 | 2.6257
2023-05-05 14:30 | 2.7865 | 2.7865
2023-05-05 15:00 | 2.9472 | 2.9472
2023-05-05 15:30 | 3.2687 | 3.2687
2023-05-05 16:00 | 3.3759 | 3.3759
2023-05-05 16:30 | 3.6974 | 3.6974
2023-05-05 17:00 | 3.8582 | 3.8582
2023-05-05 17:30 | 3.751 | 3.751
2023-05-05 18:00 | 3.6974 | 3.6974
2023-05-05 18:30 | 3.8046 | 3.8046
2023-05-05 19:00 | 3.8582 | 3.8582
2023-05-05 19:30 | 3.6612 | 3.6612
2023-05-05 20:00 | 3.2687 | 3.2687
2023-05-05 20:30 | 3.1616 | 3.1616
2023-05-05 21:00 | 2.8936 | 2.8936
2023-05-05 21:30 | 2.9472 | 2.9472
2023-05-05 22:00 | 2.581 | 2.581
2023-05-05 22:30 | 2.5185 | 2.5185
2023-05-05 23:00 | 2.3042 | 2.3042
2023-05-05 23:30 | 2.1434 | 2.1434
2023-05-06 | 2.0899 | 2.0899
2023-05-06 00:30 | 2.0899 | 2.0899
2023-05-06 01:00 | 1.8755 | 1.8755
2023-05-06 01:30 | 1.8755 | 1.8755
2023-05-06 02:00 | 1.7683 | 1.7683
2023-05-06 02:30 | 1.8755 | 1.8755
2023-05-06 03:00 | 1.7683 | 1.7683
2023-05-06 03:30 | 1.7683 | 1.7683
2023-05-06 04:00 | 1.7683 | 1.7683
2023-05-06 04:30 | 1.7683 | 1.7683
2023-05-06 05:00 | 1.8755 | 1.8755
2023-05-06 05:30 | 1.9291 | 1.9291
2023-05-06 06:00 | 1.9827 | 1.9827
2023-05-06 06:30 | 1.9291 | 1.9291
2023-05-06 07:00 | 2.086 | 2.086
2023-05-06 07:30 | 2.1434 | 2.1434
2023-05-06 08:00 | 2.197 | 2.197
2023-05-06 08:30 | 1.9827 | 1.9827
2023-05-06 09:00 | 1.8755 | 1.8755
2023-05-06 09:30 | 1.6612 | 1.6612
2023-05-06 10:00 | 1.554 | 1.554
2023-05-06 10:30 | 1.6612 | 1.6612
2023-05-06 11:00 | 1.6612 | 1.6612
2023-05-06 11:30 | 1.8755 | 1.8755
2023-05-06 12:00 | 1.554 | 1.554
2023-05-06 12:30 | 1.8219 | 1.8219
2023-05-06 13:00 | 2.197 | 2.197
2023-05-06 13:30 | 2.0899 | 2.0899
2023-05-06 14:00 | 2.2361 | 2.2361
2023-05-06 14:30 | 2.197 | 2.197
2023-05-06 15:00 | 2.6257 | 2.6257
2023-05-06 15:30 | 2.7329 | 2.7329
2023-05-06 16:00 | 3.0008 | 3.0008
2023-05-06 16:30 | 2.9472 | 2.9472
2023-05-06 17:00 | 3.2728 | 3.2728
2023-05-06 17:30 | 3.3759 | 3.3759
2023-05-06 18:00 | 3.4731 | 3.4731
2023-05-06 18:30 | 3.4831 | 3.4831
2023-05-06 19:00 | 3.5799 | 3.5799
2023-05-06 19:30 | 3.3759 | 3.3759
2023-05-06 20:00 | 3.1616 | 3.1616
2023-05-06 20:30 | 2.8936 | 2.8936
2023-05-06 21:00 | 2.8401 | 2.8401
2023-05-06 21:30 | 2.8401 | 2.8401
2023-05-06 22:00 | 2.7865 | 2.7865
2023-05-06 22:30 | 2.5185 | 2.5185
2023-05-06 23:00 | 2.4114 | 2.4114
2023-05-06 23:30 | 2.2506 | 2.2506
2023-05-07 | 2.3042 | 2.3042
2023-05-07 00:30 | 2.1434 | 2.1434
2023-05-07 01:00 | 2.0363 | 2.0363
2023-05-07 01:30 | 1.9827 | 1.9827
2023-05-07 02:00 | 1.9827 | 1.9827
2023-05-07 02:30 | 1.9827 | 1.9827
2023-05-07 03:00 | 1.8755 | 1.8755
2023-05-07 03:30 | 1.9827 | 1.9827
2023-05-07 04:00 | 1.8219 | 1.8219
2023-05-07 04:30 | 1.9291 | 1.9291
2023-05-07 05:00 | 1.8219 | 1.8219
2023-05-07 05:30 | 1.8755 | 1.8755
2023-05-07 06:00 | 1.9291 | 1.9291
2023-05-07 06:30 | 2.0899 | 2.0899
2023-05-07 07:00 | 1.9827 | 1.9827
2023-05-07 07:30 | 1.9827 | 1.9827
2023-05-07 08:00 | 1.9827 | 1.9827
2023-05-07 08:30 | 1.7148 | 1.7148
2023-05-07 09:00 | 2.0899 | 2.0899
2023-05-07 09:30 | 1.9827 | 1.9827
2023-05-07 10:00 | 2.0363 | 2.0363
2023-05-07 10:30 | 1.4468 | 1.4468
2023-05-07 11:00 | 1.8755 | 1.8755
2023-05-07 11:30 | 1.2861 | 1.2861
2023-05-07 12:00 | 1.7683 | 1.7683
2023-05-07 12:30 | 1.8755 | 1.8755
2023-05-07 13:00 | 1.9827 | 1.9827
2023-05-07 13:30 | 1.8755 | 1.8755
2023-05-07 14:00 | 1.6666 | 1.6666
2023-05-07 14:30 | 1.8755 | 1.8755
2023-05-07 15:00 | 2.197 | 2.197
2023-05-07 15:30 | 2.3042 | 2.3042
2023-05-07 16:00 | 2.4114 | 2.4114
2023-05-07 16:30 | 2.7329 | 2.7329
2023-05-07 17:00 | 2.9472 | 2.9472
2023-05-07 17:30 | 3.0008 | 3.0008
2023-05-07 18:00 | 3.0544 | 3.0544
2023-05-07 18:30 | 3.108 | 3.108
2023-05-07 19:00 | 3.3759 | 3.3759
2023-05-07 19:30 | 3.108 | 3.108
2023-05-07 20:00 | 3.0544 | 3.0544
2023-05-07 20:30 | 2.7329 | 2.7329
2023-05-07 21:00 | 2.5721 | 2.5721
2023-05-07 21:30 | 2.6257 | 2.6257
2023-05-07 22:00 | 2.4114 | 2.4114
2023-05-07 22:30 | 2.3042 | 2.3042
2023-05-07 23:00 | 2.0899 | 2.0899
2023-05-07 23:30 | 2.0899 | 2.0899
2023-05-08 | 2.0363 | 2.0363
2023-05-08 00:30 | 1.9827 | 1.9827
2023-05-08 01:00 | 1.8219 | 1.8219
2023-05-08 01:30 | 1.8755 | 1.8755
2023-05-08 02:00 | 1.8219 | 1.8219
2023-05-08 02:30 | 1.8755 | 1.8755
2023-05-08 03:00 | 1.7683 | 1.7683
2023-05-08 03:30 | 1.8219 | 1.8219
2023-05-08 04:00 | 1.7148 | 1.7148
2023-05-08 04:30 | 1.9827 | 1.9827
2023-05-08 05:00 | 2.0363 | 2.0363
2023-05-08 05:30 | 2.1294 | 2.1294
2023-05-08 06:00 | 2.2389 | 2.2389
2023-05-08 06:30 | 2.4114 | 2.4114
2023-05-08 07:00 | 2.465 | 2.465
2023-05-08 07:30 | 2.6257 | 2.6257
2023-05-08 08:00 | 2.5185 | 2.5185
2023-05-08 08:30 | 2.2506 | 2.2506
2023-05-08 09:00 | 1.9827 | 1.9827
2023-05-08 09:30 | 1.8755 | 1.8755
2023-05-08 10:00 | 1.554 | 1.554
2023-05-08 10:30 | 1.2325 | 1.2325
2023-05-08 11:00 | 1.1789 | 1.1789
2023-05-08 11:30 | 1.2325 | 1.2325
2023-05-08 12:00 | 1.2861 | 1.2861
2023-05-08 12:30 | 1.2325 | 1.2325
2023-05-08 13:00 | 1.1789 | 1.1789
2023-05-08 13:30 | 1.2325 | 1.2325
2023-05-08 14:00 | 1.2861 | 1.2861
2023-05-08 14:30 | 1.5004 | 1.5004
2023-05-08 15:00 | 1.554 | 1.554
2023-05-08 15:30 | 1.7148 | 1.7148
2023-05-08 16:00 | 2.197 | 2.197
2023-05-08 16:30 | 2.0899 | 2.0899
2023-05-08 17:00 | 2.5185 | 2.5185
2023-05-08 17:30 | 2.7329 | 2.7329
2023-05-08 18:00 | 2.9471 | 2.9471
2023-05-08 18:30 | 3.0544 | 3.0544
2023-05-08 19:00 | 3.1616 | 3.1616
2023-05-08 19:30 | 3.108 | 3.108
2023-05-08 20:00 | 2.9472 | 2.9472
2023-05-08 20:30 | 2.7329 | 2.7329
2023-05-08 21:00 | 2.465 | 2.465
2023-05-08 21:30 | 2.5185 | 2.5185
2023-05-08 22:00 | 2.3578 | 2.3578
2023-05-08 22:30 | 2.3042 | 2.3042
2023-05-08 23:00 | 1.9827 | 1.9827
2023-05-08 23:30 | 1.9827 | 1.9827
2023-05-09 | 1.7683 | 1.7683
2023-05-09 00:30 | 1.7148 | 1.7148
2023-05-09 01:00 | 1.7148 | 1.7148
2023-05-09 01:30 | 1.7148 | 1.7148
2023-05-09 02:00 | 1.6612 | 1.6612
2023-05-09 02:30 | 1.7683 | 1.7683
2023-05-09 03:00 | 1.6612 | 1.6612
2023-05-09 03:30 | 1.7683 | 1.7683
2023-05-09 04:00 | 1.7683 | 1.7683
2023-05-09 04:30 | 1.8755 | 1.8755
2023-05-09 05:00 | 1.9291 | 1.9291
2023-05-09 05:30 | 2.2506 | 2.2506
2023-05-09 06:00 | 2.3042 | 2.3042
2023-05-09 06:30 | 2.6793 | 2.6793
2023-05-09 07:00 | 2.8401 | 2.8401
2023-05-09 07:30 | 2.9472 | 2.9472
2023-05-09 08:00 | 2.7865 | 2.7865
2023-05-09 08:30 | 2.5185 | 2.5185
2023-05-09 09:00 | 2.197 | 2.197
2023-05-09 09:30 | 1.7683 | 1.7683
2023-05-09 10:00 | 1.6612 | 1.6612
2023-05-09 10:30 | 1.2325 | 1.2325
2023-05-09 11:00 | 1.3397 | 1.3397
2023-05-09 11:30 | 1.1253 | 1.1253
2023-05-09 12:00 | 1.0717 | 1.0717
2023-05-09 12:30 | 1.0717 | 1.0717
2023-05-09 13:00 | 1.1253 | 1.1253
2023-05-09 13:30 | 1.0181 | 1.0181
2023-05-09 14:00 | 1.1253 | 1.1253
2023-05-09 14:30 | 1.1253 | 1.1253
2023-05-09 15:00 | 1.3397 | 1.3397
2023-05-09 15:30 | 1.4468 | 1.4468
2023-05-09 16:00 | 1.6612 | 1.6612
2023-05-09 16:30 | 1.9827 | 1.9827
2023-05-09 17:00 | 2.2606 | 2.2606
2023-05-09 17:30 | 2.5185 | 2.5185
2023-05-09 18:00 | 2.8401 | 2.8401
2023-05-09 18:30 | 3.0544 | 3.0544
2023-05-09 19:00 | 3.2152 | 3.2152
2023-05-09 19:30 | 3.0544 | 3.0544
2023-05-09 20:00 | 3.0544 | 3.0544
2023-05-09 20:30 | 2.8051 | 2.8051
2023-05-09 21:00 | 2.6793 | 2.6793
2023-05-09 21:30 | 2.5185 | 2.5185
2023-05-09 22:00 | 2.3907 | 2.3907
2023-05-09 22:30 | 2.2506 | 2.2506
2023-05-09 23:00 | 2.197 | 2.197
2023-05-09 23:30 | 1.9827 | 1.9827
2023-05-10 | 1.9827 | 1.9827
2023-05-10 00:30 | 1.8721 | 1.8721
2023-05-10 01:00 | 1.8755 | 1.8755
2023-05-10 01:30 | 1.8219 | 1.8219
2023-05-10 02:00 | 1.8219 | 1.8219
2023-05-10 02:30 | 1.8219 | 1.8219
2023-05-10 03:00 | 1.7683 | 1.7683
2023-05-10 03:30 | 1.8755 | 1.8755
2023-05-10 04:00 | 1.8219 | 1.8219
2023-05-10 04:30 | 1.9827 | 1.9827
2023-05-10 05:00 | 2.0899 | 2.0899
2023-05-10 05:30 | 2.4114 | 2.4114
2023-05-10 06:00 | 2.5408 | 2.5408
2023-05-10 06:30 | 2.8209 | 2.8209
2023-05-10 07:00 | 2.9593 | 2.9593
2023-05-10 07:30 | 3.0544 | 3.0544
2023-05-10 08:00 | 3.108 | 3.108
2023-05-10 08:30 | 2.6257 | 2.6257
2023-05-10 09:00 | 2.3042 | 2.3042
2023-05-10 09:30 | 2.0146 | 2.0146
2023-05-10 10:00 | 1.554 | 1.554
2023-05-10 10:30 | 1.2861 | 1.2861
2023-05-10 11:00 | 1.1253 | 1.1253
2023-05-10 11:30 | 1.1789 | 1.1789
2023-05-10 12:00 | 0.91096 | 0.91096
2023-05-10 12:30 | 1.0181 | 1.0181
2023-05-10 13:00 | 1.0181 | 1.0181
2023-05-10 13:30 | 1.0296 | 1.0296
2023-05-10 14:00 | 1.0181 | 1.0181
2023-05-10 14:30 | 1.1789 | 1.1789
2023-05-10 15:00 | 1.2861 | 1.2861
2023-05-10 15:30 | 1.554 | 1.554
2023-05-10 16:00 | 1.9827 | 1.9827
2023-05-10 16:30 | 2.197 | 2.197
2023-05-10 17:00 | 2.465 | 2.465
2023-05-10 17:30 | 2.5639 | 2.5639
2023-05-10 18:00 | 2.8408 | 2.8408
2023-05-10 18:30 | 3.1616 | 3.1616
2023-05-10 19:00 | 3.2954 | 3.2954
2023-05-10 19:30 | 3.1448 | 3.1448
2023-05-10 20:00 | 2.9472 | 2.9472
2023-05-10 20:30 | 2.7865 | 2.7865
2023-05-10 21:00 | 2.5721 | 2.5721
2023-05-10 21:30 | 2.5721 | 2.5721
2023-05-10 22:00 | 2.3578 | 2.3578
2023-05-10 22:30 | 2.0899 | 2.0899
2023-05-10 23:00 | 1.9291 | 1.9291
2023-05-10 23:30 | 1.9827 | 1.9827
2023-05-11 | 1.8755 | 1.8755
2023-05-11 00:30 | 1.9291 | 1.9291
2023-05-11 01:00 | 1.7683 | 1.7683
2023-05-11 01:30 | 1.8755 | 1.8755
2023-05-11 02:00 | 1.7683 | 1.7683
2023-05-11 02:30 | 1.7683 | 1.7683
2023-05-11 03:00 | 1.7683 | 1.7683
2023-05-11 03:30 | 1.8219 | 1.8219
2023-05-11 04:00 | 1.7683 | 1.7683
2023-05-11 04:30 | 1.9956 | 1.9956
2023-05-11 05:00 | 2.0899 | 2.0899
2023-05-11 05:30 | 2.4435 | 2.4435
2023-05-11 06:00 | 2.4864 | 2.4864
2023-05-11 06:30 | 2.8278 | 2.8278
2023-05-11 07:00 | 3.108 | 3.108
2023-05-11 07:30 | 3.2687 | 3.2687
2023-05-11 08:00 | 2.8936 | 2.8936
2023-05-11 08:30 | 2.5185 | 2.5185
2023-05-11 09:00 | 2.3578 | 2.3578
2023-05-11 09:30 | 1.893 | 1.893
2023-05-11 10:00 | 1.6612 | 1.6612
2023-05-11 10:30 | 1.4468 | 1.4468
2023-05-11 11:00 | 1.3803 | 1.3803
2023-05-11 11:30 | 1.2861 | 1.2861
2023-05-11 12:00 | 1.1253 | 1.1253
2023-05-11 12:30 | 1.2861 | 1.2861
2023-05-11 13:00 | 1.2735 | 1.2735
2023-05-11 13:30 | 1.3397 | 1.3397
2023-05-11 14:00 | 1.4468 | 1.4468
2023-05-11 14:30 | 1.554 | 1.554
2023-05-11 15:00 | 1.7148 | 1.7148
2023-05-11 15:30 | 1.9827 | 1.9827
2023-05-11 16:00 | 2.1434 | 2.1434
2023-05-11 16:30 | 2.4114 | 2.4114
2023-05-11 17:00 | 2.465 | 2.465
2023-05-11 17:30 | 2.6793 | 2.6793
2023-05-11 18:00 | 2.8401 | 2.8401
2023-05-11 18:30 | 2.8936 | 2.8936
2023-05-11 19:00 | 3.0837 | 3.0837
2023-05-11 19:30 | 2.9472 | 2.9472
2023-05-11 20:00 | 2.8936 | 2.8936
2023-05-11 20:30 | 2.6705 | 2.6705
2023-05-11 21:00 | 2.6793 | 2.6793
2023-05-11 21:30 | 2.6257 | 2.6257
2023-05-11 22:00 | 2.3559 | 2.3559
2023-05-11 22:30 | 2.1502 | 2.1502
2023-05-11 23:00 | 2.0969 | 2.0969
2023-05-11 23:30 | 2.0016 | 2.0016
2023-05-12 | 1.9827 | 1.9827
2023-05-12 00:30 | 1.7683 | 1.7683
2023-05-12 01:00 | 1.7683 | 1.7683
2023-05-12 01:30 | 1.7683 | 1.7683
2023-05-12 02:00 | 1.7683 | 1.7683
2023-05-12 02:30 | 1.7148 | 1.7148
2023-05-12 03:00 | 1.7148 | 1.7148
2023-05-12 03:30 | 1.7148 | 1.7148
2023-05-12 04:00 | 1.7683 | 1.7683
2023-05-12 04:30 | 1.7683 | 1.7683
2023-05-12 05:00 | 1.9827 | 1.9827
2023-05-12 05:30 | 2.197 | 2.197
2023-05-12 06:00 | 2.2506 | 2.2506
2023-05-12 06:30 | 2.5721 | 2.5721
2023-05-12 07:00 | 2.6793 | 2.6793
2023-05-12 07:30 | 2.8401 | 2.8401
2023-05-12 08:00 | 2.5248 | 2.5248
2023-05-12 08:30 | 2.2506 | 2.2506
2023-05-12 09:00 | 1.8755 | 1.8755
2023-05-12 09:30 | 1.6612 | 1.6612
2023-05-12 10:00 | 1.554 | 1.554
2023-05-12 10:30 | 1.3397 | 1.3397
2023-05-12 11:00 | 1.2861 | 1.2861
2023-05-12 11:30 | 1.2325 | 1.2325
2023-05-12 12:00 | 1.3397 | 1.3397
2023-05-12 12:30 | 1.4378 | 1.4378
2023-05-12 13:00 | 1.7683 | 1.7683
2023-05-12 13:30 | 1.8219 | 1.8219
2023-05-12 14:00 | 1.554 | 1.554
2023-05-12 14:30 | 1.7683 | 1.7683
2023-05-12 15:00 | 1.7148 | 1.7148
2023-05-12 15:30 | 2.1161 | 2.1161
2023-05-12 16:00 | 2.197 | 2.197
2023-05-12 16:30 | 2.7261 | 2.7261
2023-05-12 17:00 | 2.7865 | 2.7865
2023-05-12 17:30 | 2.7329 | 2.7329
2023-05-12 18:00 | 3.0008 | 3.0008
2023-05-12 18:30 | 3.0544 | 3.0544
2023-05-12 19:00 | 3.2687 | 3.2687
2023-05-12 19:30 | 3.0008 | 3.0008
2023-05-12 20:00 | 2.8401 | 2.8401
2023-05-12 20:30 | 2.7329 | 2.7329
2023-05-12 21:00 | 2.5251 | 2.5251
2023-05-12 21:30 | 2.6257 | 2.6257
2023-05-12 22:00 | 2.3578 | 2.3578
2023-05-12 22:30 | 2.2506 | 2.2506
2023-05-12 23:00 | 2.0899 | 2.0899
2023-05-12 23:30 | 2.0899 | 2.0899
2023-05-13 | 1.9291 | 1.9291
2023-05-13 00:30 | 1.9291 | 1.9291
2023-05-13 01:00 | 1.7683 | 1.7683
2023-05-13 01:30 | 1.7683 | 1.7683
2023-05-13 02:00 | 1.7148 | 1.7148
2023-05-13 02:30 | 1.6612 | 1.6612
2023-05-13 03:00 | 1.7148 | 1.7148
2023-05-13 03:30 | 1.8219 | 1.8219
2023-05-13 04:00 | 1.7148 | 1.7148
2023-05-13 04:30 | 1.8219 | 1.8219
2023-05-13 05:00 | 1.9291 | 1.9291
2023-05-13 05:30 | 1.9291 | 1.9291
2023-05-13 06:00 | 2.0065 | 2.0065
2023-05-13 06:30 | 2.0899 | 2.0899
2023-05-13 07:00 | 2.0363 | 2.0363
2023-05-13 07:30 | 2.1742 | 2.1742
2023-05-13 08:00 | 2.0899 | 2.0899
2023-05-13 08:30 | 2.0363 | 2.0363
2023-05-13 09:00 | 1.8755 | 1.8755
2023-05-13 09:30 | 1.6612 | 1.6612
2023-05-13 10:00 | 1.6076 | 1.6076
2023-05-13 10:30 | 1.3397 | 1.3397
2023-05-13 11:00 | 1.554 | 1.554
2023-05-13 11:30 | 1.4785 | 1.4785
2023-05-13 12:00 | 1.5073 | 1.5073
2023-05-13 12:30 | 1.6076 | 1.6076
2023-05-13 13:00 | 1.7173 | 1.7173
2023-05-13 13:30 | 2.1242 | 2.1242
2023-05-13 14:00 | 1.8846 | 1.8846
2023-05-13 14:30 | 2.197 | 2.197
2023-05-13 15:00 | 2.3439 | 2.3439
2023-05-13 15:30 | 2.1434 | 2.1434
2023-05-13 16:00 | 2.3042 | 2.3042
2023-05-13 16:30 | 2.5721 | 2.5721
2023-05-13 17:00 | 2.8916 | 2.8916
2023-05-13 17:30 | 3.0544 | 3.0544
2023-05-13 18:00 | 3.2152 | 3.2152
2023-05-13 18:30 | 3.3759 | 3.3759
2023-05-13 19:00 | 3.3759 | 3.3759
2023-05-13 19:30 | 3.2687 | 3.2687
2023-05-13 20:00 | 3.0544 | 3.0544
2023-05-13 20:30 | 2.8936 | 2.8936
2023-05-13 21:00 | 2.6793 | 2.6793
2023-05-13 21:30 | 2.7329 | 2.7329
2023-05-13 22:00 | 2.4114 | 2.4114
2023-05-13 22:30 | 2.3042 | 2.3042
2023-05-13 23:00 | 2.0899 | 2.0899
2023-05-13 23:30 | 2.0363 | 2.0363
2023-05-14 | 1.8755 | 1.8755
2023-05-14 00:30 | 1.9291 | 1.9291
2023-05-14 01:00 | 1.7683 | 1.7683
2023-05-14 01:30 | 1.8755 | 1.8755
2023-05-14 02:00 | 1.7683 | 1.7683
2023-05-14 02:30 | 1.7683 | 1.7683
2023-05-14 03:00 | 1.7683 | 1.7683
2023-05-14 03:30 | 1.8219 | 1.8219
2023-05-14 04:00 | 1.7683 | 1.7683
2023-05-14 04:30 | 1.8219 | 1.8219
2023-05-14 05:00 | 1.8755 | 1.8755
2023-05-14 05:30 | 1.9661 | 1.9661
2023-05-14 06:00 | 1.9628 | 1.9628
2023-05-14 06:30 | 1.9291 | 1.9291
2023-05-14 07:00 | 2.0211 | 2.0211
2023-05-14 07:30 | 1.8755 | 1.8755
2023-05-14 08:00 | 1.9744 | 1.9744
2023-05-14 08:30 | 1.8755 | 1.8755
2023-05-14 09:00 | 1.8219 | 1.8219
2023-05-14 09:30 | 1.6612 | 1.6612
2023-05-14 10:00 | 1.6076 | 1.6076
2023-05-14 10:30 | 1.554 | 1.554
2023-05-14 11:00 | 1.4468 | 1.4468
2023-05-14 11:30 | 1.5004 | 1.5004
2023-05-14 12:00 | 1.4468 | 1.4468
2023-05-14 12:30 | 1.6612 | 1.6612
2023-05-14 13:00 | 1.8219 | 1.8219
2023-05-14 13:30 | 2.1434 | 2.1434
2023-05-14 14:00 | 2.3256 | 2.3256
2023-05-14 14:30 | 2.0494 | 2.0494
2023-05-14 15:00 | 2.197 | 2.197
2023-05-14 15:30 | 2.3224 | 2.3224
2023-05-14 16:00 | 2.6257 | 2.6257
2023-05-14 16:30 | 2.7789 | 2.7789
2023-05-14 17:00 | 3.0008 | 3.0008
2023-05-14 17:30 | 3.1616 | 3.1616
2023-05-14 18:00 | 3.2573 | 3.2573
2023-05-14 18:30 | 3.4295 | 3.4295
2023-05-14 19:00 | 3.5367 | 3.5367
2023-05-14 19:30 | 3.4831 | 3.4831
2023-05-14 20:00 | 3.0544 | 3.0544
2023-05-14 20:30 | 3.0544 | 3.0544
2023-05-14 21:00 | 2.7865 | 2.7865
2023-05-14 21:30 | 2.7329 | 2.7329
2023-05-14 22:00 | 2.5185 | 2.5185
2023-05-14 22:30 | 2.3042 | 2.3042
2023-05-14 23:00 | 2.1434 | 2.1434
2023-05-14 23:30 | 1.9827 | 1.9827
2023-05-15 | 1.9827 | 1.9827
2023-05-15 00:30 | 1.8755 | 1.8755
2023-05-15 01:00 | 1.7683 | 1.7683
2023-05-15 01:30 | 1.7683 | 1.7683
2023-05-15 02:00 | 1.7683 | 1.7683
2023-05-15 02:30 | 1.7148 | 1.7148
2023-05-15 03:00 | 1.7683 | 1.7683
2023-05-15 03:30 | 1.6076 | 1.6076
2023-05-15 04:00 | 1.7683 | 1.7683
2023-05-15 04:30 | 1.8219 | 1.8219
2023-05-15 05:00 | 2.0899 | 2.0899
2023-05-15 05:30 | 2.1434 | 2.1434
2023-05-15 06:00 | 2.2506 | 2.2506
2023-05-15 06:30 | 2.4114 | 2.4114
2023-05-15 07:00 | 2.465 | 2.465
2023-05-15 07:30 | 2.7329 | 2.7329
2023-05-15 08:00 | 2.5185 | 2.5185
2023-05-15 08:30 | 2.3042 | 2.3042
2023-05-15 09:00 | 2.0899 | 2.0899
2023-05-15 09:30 | 1.9827 | 1.9827
2023-05-15 10:00 | 1.7148 | 1.7148
2023-05-15 10:30 | 1.6612 | 1.6612
2023-05-15 11:00 | 1.8219 | 1.8219
2023-05-15 11:30 | 1.8219 | 1.8219
2023-05-15 12:00 | 1.8219 | 1.8219
2023-05-15 12:30 | 1.7683 | 1.7683
2023-05-15 13:00 | 1.9827 | 1.9827
2023-05-15 13:30 | 2.0363 | 2.0363
2023-05-15 14:00 | 2.1182 | 2.1182
2023-05-15 14:30 | 2.2506 | 2.2506
2023-05-15 15:00 | 2.5185 | 2.5185
2023-05-15 15:30 | 2.7329 | 2.7329
2023-05-15 16:00 | 3.0544 | 3.0544
2023-05-15 16:30 | 3.1616 | 3.1616
2023-05-15 17:00 | 3.5903 | 3.5903
2023-05-15 17:30 | 3.3759 | 3.3759
2023-05-15 18:00 | 3.4295 | 3.4295
2023-05-15 18:30 | 3.6974 | 3.6974
2023-05-15 19:00 | 3.6836 | 3.6836
2023-05-15 19:30 | 3.495 | 3.495
2023-05-15 20:00 | 3.1549 | 3.1549
2023-05-15 20:30 | 3.0437 | 3.0437
2023-05-15 21:00 | 2.8059 | 2.8059
2023-05-15 21:30 | 2.7896 | 2.7896
2023-05-15 22:00 | 2.5086 | 2.5086
2023-05-15 22:30 | 2.3625 | 2.3625
2023-05-15 23:00 | 2.1688 | 2.1688
2023-05-15 23:30 | 2.0363 | 2.0363
2023-05-16 | 1.9366 | 1.9366
2023-05-16 00:30 | 1.9291 | 1.9291
2023-05-16 01:00 | 1.8833 | 1.8833
2023-05-16 01:30 | 1.8266 | 1.8266
2023-05-16 02:00 | 1.8219 | 1.8219
2023-05-16 02:30 | 1.7845 | 1.7845
2023-05-16 03:00 | 1.8151 | 1.8151
2023-05-16 03:30 | 1.7148 | 1.7148
2023-05-16 04:00 | 1.7892 | 1.7892
2023-05-16 04:30 | 1.8319 | 1.8319
2023-05-16 05:00 | 1.9805 | 1.9805
2023-05-16 05:30 | 2.1434 | 2.1434
2023-05-16 06:00 | 2.3042 | 2.3042
2023-05-16 06:30 | 2.3578 | 2.3578
2023-05-16 07:00 | 2.5721 | 2.5721
2023-05-16 07:30 | 2.6257 | 2.6257
2023-05-16 08:00 | 2.5185 | 2.5185
2023-05-16 08:30 | 2.3042 | 2.3042
2023-05-16 09:00 | 2.0141 | 2.0141
2023-05-16 09:30 | 1.8755 | 1.8755
2023-05-16 10:00 | 1.6612 | 1.6612
2023-05-16 10:30 | 1.7148 | 1.7148
2023-05-16 11:00 | 1.5004 | 1.5004
2023-05-16 11:30 | 1.6076 | 1.6076
2023-05-16 12:00 | 1.6612 | 1.6612
2023-05-16 12:30 | 1.7683 | 1.7683
2023-05-16 13:00 | 1.6612 | 1.6612
2023-05-16 13:30 | 1.9827 | 1.9827
2023-05-16 14:00 | 2.3042 | 2.3042
2023-05-16 14:30 | 2.1434 | 2.1434
2023-05-16 15:00 | 2.3576 | 2.3576
2023-05-16 15:30 | 2.5185 | 2.5185
2023-05-16 16:00 | 2.7329 | 2.7329
2023-05-16 16:30 | 3.0544 | 3.0544
2023-05-16 17:00 | 3.4295 | 3.4295
2023-05-16 17:30 | 3.108 | 3.108
2023-05-16 18:00 | 3.3223 | 3.3223
2023-05-16 18:30 | 3.6438 | 3.6438
2023-05-16 19:00 | 3.6974 | 3.6974
2023-05-16 19:30 | 3.4831 | 3.4831
2023-05-16 20:00 | 3.2152 | 3.2152
2023-05-16 20:30 | 3.0008 | 3.0008
2023-05-16 21:00 | 2.7865 | 2.7865
2023-05-16 21:30 | 2.8094 | 2.8094
2023-05-16 22:00 | 2.5761 | 2.5761
2023-05-16 22:30 | 2.4779 | 2.4779
2023-05-16 23:00 | 2.197 | 2.197
2023-05-16 23:30 | 2.1434 | 2.1434
2023-05-17 | 1.9827 | 1.9827
2023-05-17 00:30 | 2.0023 | 2.0023
2023-05-17 01:00 | 1.8853 | 1.8853
2023-05-17 01:30 | 1.8755 | 1.8755
2023-05-17 02:00 | 1.8219 | 1.8219
2023-05-17 02:30 | 1.8755 | 1.8755
2023-05-17 03:00 | 1.7148 | 1.7148
2023-05-17 03:30 | 1.7148 | 1.7148
2023-05-17 04:00 | 1.7683 | 1.7683
2023-05-17 04:30 | 1.8755 | 1.8755
2023-05-17 05:00 | 1.9291 | 1.9291
2023-05-17 05:30 | 2.2506 | 2.2506
2023-05-17 06:00 | 2.2506 | 2.2506
2023-05-17 06:30 | 2.5721 | 2.5721
2023-05-17 07:00 | 2.5185 | 2.5185
2023-05-17 07:30 | 2.7329 | 2.7329
2023-05-17 08:00 | 2.4114 | 2.4114
2023-05-17 08:30 | 2.3578 | 2.3578
2023-05-17 09:00 | 1.9827 | 1.9827
2023-05-17 09:30 | 1.7148 | 1.7148
2023-05-17 10:00 | 1.7683 | 1.7683
2023-05-17 10:30 | 1.5181 | 1.5181
2023-05-17 11:00 | 1.554 | 1.554
2023-05-17 11:30 | 1.5004 | 1.5004
2023-05-17 12:00 | 1.7683 | 1.7683
2023-05-17 12:30 | 1.554 | 1.554
2023-05-17 13:00 | 1.7683 | 1.7683
2023-05-17 13:30 | 1.7683 | 1.7683
2023-05-17 14:00 | 1.9827 | 1.9827
2023-05-17 14:30 | 1.9291 | 1.9291
2023-05-17 15:00 | 2.3042 | 2.3042
2023-05-17 15:30 | 2.3578 | 2.3578
2023-05-17 16:00 | 2.7522 | 2.7522
2023-05-17 16:30 | 2.8401 | 2.8401
2023-05-17 17:00 | 3.0008 | 3.0008
2023-05-17 17:30 | 3.2152 | 3.2152
2023-05-17 18:00 | 3.2687 | 3.2687
2023-05-17 18:30 | 3.5903 | 3.5903
2023-05-17 19:00 | 3.6438 | 3.6438
2023-05-17 19:30 | 3.3759 | 3.3759
2023-05-17 20:00 | 3.1616 | 3.1616
2023-05-17 20:30 | 2.9472 | 2.9472
2023-05-17 21:00 | 2.7865 | 2.7865
2023-05-17 21:30 | 2.6257 | 2.6257
2023-05-17 22:00 | 2.465 | 2.465
2023-05-17 22:30 | 2.3042 | 2.3042
2023-05-17 23:00 | 2.197 | 2.197
2023-05-17 23:30 | 1.9827 | 1.9827
2023-05-18 | 1.9827 | 1.9827
2023-05-18 00:30 | 1.7683 | 1.7683
2023-05-18 01:00 | 1.8755 | 1.8755
2023-05-18 01:30 | 1.7435 | 1.7435
2023-05-18 02:00 | 1.7421 | 1.7421
2023-05-18 02:30 | 1.7185 | 1.7185
2023-05-18 03:00 | 1.7683 | 1.7683
2023-05-18 03:30 | 1.6753 | 1.6753
2023-05-18 04:00 | 1.8219 | 1.8219
2023-05-18 04:30 | 1.8637 | 1.8637
2023-05-18 05:00 | 1.9827 | 1.9827
2023-05-18 05:30 | 2.1434 | 2.1434
2023-05-18 06:00 | 2.3042 | 2.3042
2023-05-18 06:30 | 2.3042 | 2.3042
2023-05-18 07:00 | 2.6793 | 2.6793
2023-05-18 07:30 | 2.9472 | 2.9472
2023-05-18 08:00 | 2.6257 | 2.6257
2023-05-18 08:30 | 2.3578 | 2.3578
2023-05-18 09:00 | 1.9827 | 1.9827
2023-05-18 09:30 | 1.8755 | 1.8755
2023-05-18 10:00 | 1.554 | 1.554
2023-05-18 10:30 | 1.554 | 1.554
2023-05-18 11:00 | 1.4468 | 1.4468
2023-05-18 11:30 | 1.4468 | 1.4468
2023-05-18 12:00 | 1.3397 | 1.3397
2023-05-18 12:30 | 1.3397 | 1.3397
2023-05-18 13:00 | 1.2861 | 1.2861
2023-05-18 13:30 | 1.4808 | 1.4808
2023-05-18 14:00 | 1.554 | 1.554
2023-05-18 14:30 | 1.8219 | 1.8219
2023-05-18 15:00 | 1.9291 | 1.9291
2023-05-18 15:30 | 2.197 | 2.197
2023-05-18 16:00 | 2.2506 | 2.2506
2023-05-18 16:30 | 2.4114 | 2.4114
2023-05-18 17:00 | 2.7329 | 2.7329
2023-05-18 17:30 | 2.7865 | 2.7865
2023-05-18 18:00 | 3.0544 | 3.0544
2023-05-18 18:30 | 3.1616 | 3.1616
2023-05-18 19:00 | 3.2687 | 3.2687
2023-05-18 19:30 | 3.1393 | 3.1393
2023-05-18 20:00 | 2.8401 | 2.8401
2023-05-18 20:30 | 2.7792 | 2.7792
2023-05-18 21:00 | 2.6633 | 2.6633
2023-05-18 21:30 | 2.5185 | 2.5185
2023-05-18 22:00 | 2.421 | 2.421
2023-05-18 22:30 | 2.3042 | 2.3042
2023-05-18 23:00 | 2.0899 | 2.0899
2023-05-18 23:30 | 1.9827 | 1.9827
2023-05-19 | 1.8755 | 1.8755
2023-05-19 00:30 | 1.8755 | 1.8755
2023-05-19 01:00 | 1.8755 | 1.8755
2023-05-19 01:30 | 1.7683 | 1.7683
2023-05-19 02:00 | 1.6612 | 1.6612
2023-05-19 02:30 | 1.6612 | 1.6612
2023-05-19 03:00 | 1.7683 | 1.7683
2023-05-19 03:30 | 1.7284 | 1.7284
2023-05-19 04:00 | 1.7148 | 1.7148
2023-05-19 04:30 | 1.8687 | 1.8687
2023-05-19 05:00 | 1.9771 | 1.9771
2023-05-19 05:30 | 2.286 | 2.286
2023-05-19 06:00 | 2.3442 | 2.3442
2023-05-19 06:30 | 2.6732 | 2.6732
2023-05-19 07:00 | 2.7923 | 2.7923
2023-05-19 07:30 | 2.9992 | 2.9992
2023-05-19 08:00 | 2.7329 | 2.7329
2023-05-19 08:30 | 2.4016 | 2.4016
2023-05-19 09:00 | 2.054 | 2.054
2023-05-19 09:30 | 1.6612 | 1.6612
2023-05-19 10:00 | 1.5849 | 1.5849
2023-05-19 10:30 | 1.2325 | 1.2325
2023-05-19 11:00 | 1.1736 | 1.1736
2023-05-19 11:30 | 1.1253 | 1.1253
2023-05-19 12:00 | 1.0351 | 1.0351
2023-05-19 12:30 | 1.0717 | 1.0717
2023-05-19 13:00 | 1.1789 | 1.1789
2023-05-19 13:30 | 1.1253 | 1.1253
2023-05-19 14:00 | 1.2325 | 1.2325
2023-05-19 14:30 | 1.3397 | 1.3397
2023-05-19 15:00 | 1.554 | 1.554
2023-05-19 15:30 | 1.7148 | 1.7148
2023-05-19 16:00 | 1.8755 | 1.8755
2023-05-19 16:30 | 2.0899 | 2.0899
2023-05-19 17:00 | 2.3042 | 2.3042
2023-05-19 17:30 | 2.5185 | 2.5185
2023-05-19 18:00 | 2.7608 | 2.7608
2023-05-19 18:30 | 2.8401 | 2.8401
2023-05-19 19:00 | 3.108 | 3.108
2023-05-19 19:30 | 3.0008 | 3.0008
2023-05-19 20:00 | 2.8493 | 2.8493
2023-05-19 20:30 | 2.7329 | 2.7329
2023-05-19 21:00 | 2.6257 | 2.6257
2023-05-19 21:30 | 2.5721 | 2.5721
2023-05-19 22:00 | 2.4114 | 2.4114
2023-05-19 22:30 | 2.2506 | 2.2506
2023-05-19 23:00 | 2.0899 | 2.0899
2023-05-19 23:30 | 1.9827 | 1.9827
2023-05-20 | 1.9827 | 1.9827
2023-05-20 00:30 | 1.8755 | 1.8755
2023-05-20 01:00 | 1.8219 | 1.8219
2023-05-20 01:30 | 1.8219 | 1.8219
2023-05-20 02:00 | 1.7683 | 1.7683
2023-05-20 02:30 | 1.8755 | 1.8755
2023-05-20 03:00 | 1.7683 | 1.7683
2023-05-20 03:30 | 1.8219 | 1.8219
2023-05-20 04:00 | 1.8755 | 1.8755
2023-05-20 04:30 | 1.9827 | 1.9827
2023-05-20 05:00 | 2.065 | 2.065
2023-05-20 05:30 | 2.2303 | 2.2303
2023-05-20 06:00 | 2.197 | 2.197
2023-05-20 06:30 | 2.3089 | 2.3089
2023-05-20 07:00 | 2.4303 | 2.4303
2023-05-20 07:30 | 2.5618 | 2.5618
2023-05-20 08:00 | 2.5185 | 2.5185
2023-05-20 08:30 | 2.3895 | 2.3895
2023-05-20 09:00 | 2.0696 | 2.0696
2023-05-20 09:30 | 0 | 0
2023-05-20 10:00 | 0 | 0
2023-05-20 10:30 | 0 | 0
2023-05-20 11:00 | 0 | 0
2023-05-20 11:30 | 0 | 0
2023-05-20 12:00 | 0 | 0
2023-05-20 12:30 | 0 | 0
2023-05-20 13:00 | 0 | 0
2023-05-20 13:30 | 0 | 0
2023-05-20 14:00 | 0 | 0
2023-05-20 14:30 | 0 | 0
2023-05-20 15:00 | 0 | 0
2023-05-20 15:30 | 0 | 0
2023-05-20 16:00 | 0 | 0
2023-05-20 16:30 | 0 | 0
2023-05-20 17:00 | 0 | 0
2023-05-20 17:30 | 0 | 0
2023-05-20 18:00 | 0 | 0
2023-05-20 18:30 | 2.9412 | 2.9412
2023-05-20 19:00 | 3.0544 | 3.0544
2023-05-20 19:30 | 3.0008 | 3.0008
2023-05-20 20:00 | 2.7329 | 2.7329
2023-05-20 20:30 | 2.7865 | 2.7865
2023-05-20 21:00 | 2.5185 | 2.5185
2023-05-20 21:30 | 2.5721 | 2.5721
2023-05-20 22:00 | 2.4114 | 2.4114
2023-05-20 22:30 | 2.3042 | 2.3042
2023-05-20 23:00 | 2.0899 | 2.0899
2023-05-20 23:30 | 2.0899 | 2.0899
2023-05-21 | 1.9827 | 1.9827
2023-05-21 00:30 | 2.0363 | 2.0363
2023-05-21 01:00 | 1.8755 | 1.8755
2023-05-21 01:30 | 1.8755 | 1.8755
2023-05-21 02:00 | 1.8755 | 1.8755
2023-05-21 02:30 | 1.8219 | 1.8219
2023-05-21 03:00 | 1.7683 | 1.7683
2023-05-21 03:30 | 1.8755 | 1.8755
2023-05-21 04:00 | 1.8219 | 1.8219
2023-05-21 04:30 | 1.9827 | 1.9827
2023-05-21 05:00 | 2.0899 | 2.0899
2023-05-21 05:30 | 2.197 | 2.197
2023-05-21 06:00 | 2.0899 | 2.0899
2023-05-21 06:30 | 2.2948 | 2.2948
2023-05-21 07:00 | 2.3042 | 2.3042
2023-05-21 07:30 | 2.465 | 2.465
2023-05-21 08:00 | 2.4114 | 2.4114
2023-05-21 08:30 | 2.2506 | 2.2506
2023-05-21 09:00 | 2.197 | 2.197
2023-05-21 09:30 | 1.8219 | 1.8219
2023-05-21 10:00 | 1.7683 | 1.7683
2023-05-21 10:30 | 1.6076 | 1.6076
2023-05-21 11:00 | 1.2861 | 1.2861
2023-05-21 11:30 | 1.3397 | 1.3397
2023-05-21 12:00 | 1.2861 | 1.2861
2023-05-21 12:30 | 1.2325 | 1.2325
2023-05-21 13:00 | 1.1789 | 1.1789
2023-05-21 13:30 | 1.2325 | 1.2325
2023-05-21 14:00 | 1.1789 | 1.1789
2023-05-21 14:30 | 1.2325 | 1.2325
2023-05-21 15:00 | 1.5004 | 1.5004
2023-05-21 15:30 | 1.554 | 1.554
2023-05-21 16:00 | 1.8219 | 1.8219
2023-05-21 16:30 | 2.0363 | 2.0363
2023-05-21 17:00 | 2.4114 | 2.4114
2023-05-21 17:30 | 2.6793 | 2.6793
2023-05-21 18:00 | 2.7329 | 2.7329
2023-05-21 18:30 | 3.108 | 3.108
2023-05-21 19:00 | 3.2152 | 3.2152
2023-05-21 19:30 | 2.9472 | 2.9472
2023-05-21 20:00 | 2.8936 | 2.8936
2023-05-21 20:30 | 2.7329 | 2.7329
2023-05-21 21:00 | 2.6257 | 2.6257
2023-05-21 21:30 | 2.6793 | 2.6793
2023-05-21 22:00 | 2.4114 | 2.4114
2023-05-21 22:30 | 2.2506 | 2.2506
2023-05-21 23:00 | 1.9827 | 1.9827
2023-05-21 23:30 | 2.0363 | 2.0363
2023-05-22 | 1.9291 | 1.9291
2023-05-22 00:30 | 1.9291 | 1.9291
2023-05-22 01:00 | 1.8755 | 1.8755
2023-05-22 01:30 | 1.8219 | 1.8219
2023-05-22 02:00 | 1.8122 | 1.8122
2023-05-22 02:30 | 1.8219 | 1.8219
2023-05-22 03:00 | 1.8219 | 1.8219
2023-05-22 03:30 | 1.8219 | 1.8219
2023-05-22 04:00 | 1.8755 | 1.8755
2023-05-22 04:30 | 1.9827 | 1.9827
2023-05-22 05:00 | 2.0899 | 2.0899
2023-05-22 05:30 | 2.3042 | 2.3042
2023-05-22 06:00 | 2.4114 | 2.4114
2023-05-22 06:30 | 2.8936 | 2.8936
2023-05-22 07:00 | 2.8936 | 2.8936
2023-05-22 07:30 | 3.2687 | 3.2687
2023-05-22 08:00 | 2.7865 | 2.7865
2023-05-22 08:30 | 2.4601 | 2.4601
2023-05-22 09:00 | 2.1434 | 2.1434
2023-05-22 09:30 | 1.8755 | 1.8755
2023-05-22 10:00 | 1.7683 | 1.7683
2023-05-22 10:30 | 1.4468 | 1.4468
2023-05-22 11:00 | 1.4468 | 1.4468
2023-05-22 11:30 | 1.3397 | 1.3397
2023-05-22 12:00 | 1.2325 | 1.2325
2023-05-22 12:30 | 1.2325 | 1.2325
2023-05-22 13:00 | 1.2325 | 1.2325
2023-05-22 13:30 | 1.2325 | 1.2325
2023-05-22 14:00 | 1.3397 | 1.3397
2023-05-22 14:30 | 1.4468 | 1.4468
2023-05-22 15:00 | 1.554 | 1.554
2023-05-22 15:30 | 1.7148 | 1.7148
2023-05-22 16:00 | 1.9827 | 1.9827
2023-05-22 16:30 | 2.1434 | 2.1434
2023-05-22 17:00 | 2.3042 | 2.3042
2023-05-22 17:30 | 2.5815 | 2.5815
2023-05-22 18:00 | 2.7865 | 2.7865
2023-05-22 18:30 | 3.1616 | 3.1616
2023-05-22 19:00 | 3.4295 | 3.4295
2023-05-22 19:30 | 3.2687 | 3.2687
2023-05-22 20:00 | 2.9472 | 2.9472
2023-05-22 20:30 | 2.7574 | 2.7574
2023-05-22 21:00 | 2.7329 | 2.7329
2023-05-22 21:30 | 2.6257 | 2.6257
2023-05-22 22:00 | 2.4114 | 2.4114
2023-05-22 22:30 | 2.197 | 2.197
2023-05-22 23:00 | 2.0899 | 2.0899
2023-05-22 23:30 | 1.9827 | 1.9827
2023-05-23 | 1.9291 | 1.9291
2023-05-23 00:30 | 1.8755 | 1.8755
2023-05-23 01:00 | 1.8219 | 1.8219
2023-05-23 01:30 | 1.7683 | 1.7683
2023-05-23 02:00 | 1.8755 | 1.8755
2023-05-23 02:30 | 1.8219 | 1.8219
2023-05-23 03:00 | 1.8219 | 1.8219
2023-05-23 03:30 | 1.8755 | 1.8755
2023-05-23 04:00 | 1.9291 | 1.9291
2023-05-23 04:30 | 1.9827 | 1.9827
2023-05-23 05:00 | 2.1434 | 2.1434
2023-05-23 05:30 | 2.3578 | 2.3578
2023-05-23 06:00 | 2.6257 | 2.6257
2023-05-23 06:30 | 2.8936 | 2.8936
2023-05-23 07:00 | 3.2687 | 3.2687
2023-05-23 07:30 | 3.1616 | 3.1616
2023-05-23 08:00 | 2.9472 | 2.9472
2023-05-23 08:30 | 2.7723 | 2.7723
2023-05-23 09:00 | 2.0899 | 2.0899
2023-05-23 09:30 | 1.9413 | 1.9413
2023-05-23 10:00 | 1.4468 | 1.4468
2023-05-23 10:30 | 1.5004 | 1.5004
2023-05-23 11:00 | 1.2514 | 1.2514
2023-05-23 11:30 | 1.3397 | 1.3397
2023-05-23 12:00 | 1.2325 | 1.2325
2023-05-23 12:30 | 1.2325 | 1.2325
2023-05-23 13:00 | 1.2325 | 1.2325
2023-05-23 13:30 | 1.2861 | 1.2861
2023-05-23 14:00 | 1.2861 | 1.2861
2023-05-23 14:30 | 1.2861 | 1.2861
2023-05-23 15:00 | 1.5004 | 1.5004
2023-05-23 15:30 | 1.7236 | 1.7236
2023-05-23 16:00 | 2.0343 | 2.0343
2023-05-23 16:30 | 2.197 | 2.197
2023-05-23 17:00 | 2.5185 | 2.5185
2023-05-23 17:30 | 2.5185 | 2.5185
2023-05-23 18:00 | 2.7865 | 2.7865
2023-05-23 18:30 | 3.1616 | 3.1616
2023-05-23 19:00 | 3.3128 | 3.3128
2023-05-23 19:30 | 3.2687 | 3.2687
2023-05-23 20:00 | 3.108 | 3.108
2023-05-23 20:30 | 2.9029 | 2.9029
2023-05-23 21:00 | 2.6793 | 2.6793
2023-05-23 21:30 | 2.7329 | 2.7329
2023-05-23 22:00 | 2.4114 | 2.4114
2023-05-23 22:30 | 2.3578 | 2.3578
2023-05-23 23:00 | 2.0899 | 2.0899
2023-05-23 23:30 | 2.0363 | 2.0363
2023-05-24 | 1.8755 | 1.8755
2023-05-24 00:30 | 1.9291 | 1.9291
2023-05-24 01:00 | 1.8755 | 1.8755
2023-05-24 01:30 | 1.8755 | 1.8755
2023-05-24 02:00 | 1.7683 | 1.7683
2023-05-24 02:30 | 1.8219 | 1.8219
2023-05-24 03:00 | 1.7683 | 1.7683
2023-05-24 03:30 | 1.8755 | 1.8755
2023-05-24 04:00 | 1.8219 | 1.8219
2023-05-24 04:30 | 1.9827 | 1.9827
2023-05-24 05:00 | 2.0899 | 2.0899
2023-05-24 05:30 | 2.4114 | 2.4114
2023-05-24 06:00 | 2.4114 | 2.4114
2023-05-24 06:30 | 2.7329 | 2.7329
2023-05-24 07:00 | 2.8401 | 2.8401
2023-05-24 07:30 | 2.8936 | 2.8936
2023-05-24 08:00 | 2.6257 | 2.6257
2023-05-24 08:30 | 2.3578 | 2.3578
2023-05-24 09:00 | 2.0899 | 2.0899
2023-05-24 09:30 | 1.8755 | 1.8755
2023-05-24 10:00 | 1.7683 | 1.7683
2023-05-24 10:30 | 1.554 | 1.554
2023-05-24 11:00 | 1.4584 | 1.4584
2023-05-24 11:30 | 1.3932 | 1.3932
2023-05-24 12:00 | 1.3397 | 1.3397
2023-05-24 12:30 | 1.3397 | 1.3397
2023-05-24 13:00 | 1.3397 | 1.3397
2023-05-24 13:30 | 1.3932 | 1.3932
2023-05-24 14:00 | 1.554 | 1.554
2023-05-24 14:30 | 1.554 | 1.554
2023-05-24 15:00 | 1.7148 | 1.7148
2023-05-24 15:30 | 1.9827 | 1.9827
2023-05-24 16:00 | 2.2506 | 2.2506
2023-05-24 16:30 | 2.5185 | 2.5185
2023-05-24 17:00 | 2.7865 | 2.7865
2023-05-24 17:30 | 3.108 | 3.108
2023-05-24 18:00 | 3.0544 | 3.0544
2023-05-24 18:30 | 3.2152 | 3.2152
2023-05-24 19:00 | 3.3223 | 3.3223
2023-05-24 19:30 | 3.2687 | 3.2687
2023-05-24 20:00 | 3.0544 | 3.0544
2023-05-24 20:30 | 2.7865 | 2.7865
2023-05-24 21:00 | 2.6257 | 2.6257
2023-05-24 21:30 | 2.5721 | 2.5721
2023-05-24 22:00 | 2.5185 | 2.5185
2023-05-24 22:30 | 2.197 | 2.197
2023-05-24 23:00 | 2.0899 | 2.0899
2023-05-24 23:30 | 1.8755 | 1.8755
2023-05-25 | 1.8755 | 1.8755
2023-05-25 00:30 | 1.7683 | 1.7683
2023-05-25 01:00 | 1.6612 | 1.6612
2023-05-25 01:30 | 1.7683 | 1.7683
2023-05-25 02:00 | 1.6612 | 1.6612
2023-05-25 02:30 | 1.7683 | 1.7683
2023-05-25 03:00 | 1.6612 | 1.6612
2023-05-25 03:30 | 1.7148 | 1.7148
2023-05-25 04:00 | 1.7148 | 1.7148
2023-05-25 04:30 | 1.8755 | 1.8755
2023-05-25 05:00 | 1.9291 | 1.9291
2023-05-25 05:30 | 2.1434 | 2.1434
2023-05-25 06:00 | 2.3042 | 2.3042
2023-05-25 06:30 | 2.465 | 2.465
2023-05-25 07:00 | 2.5721 | 2.5721
2023-05-25 07:30 | 2.9472 | 2.9472
2023-05-25 08:00 | 2.7865 | 2.7865
2023-05-25 08:30 | 2.4114 | 2.4114
2023-05-25 09:00 | 1.9827 | 1.9827
2023-05-25 09:30 | 1.9291 | 1.9291
2023-05-25 10:00 | 1.8755 | 1.8755
2023-05-25 10:30 | 1.6076 | 1.6076
2023-05-25 11:00 | 1.5357 | 1.5357
2023-05-25 11:30 | 1.4468 | 1.4468
2023-05-25 12:00 | 1.6035 | 1.6035
2023-05-25 12:30 | 1.3932 | 1.3932
2023-05-25 13:00 | 1.6076 | 1.6076
2023-05-25 13:30 | 1.554 | 1.554
2023-05-25 14:00 | 1.7148 | 1.7148
2023-05-25 14:30 | 1.9827 | 1.9827
2023-05-25 15:00 | 1.9827 | 1.9827
2023-05-25 15:30 | 2.1793 | 2.1793
2023-05-25 16:00 | 2.3042 | 2.3042
2023-05-25 16:30 | 2.6257 | 2.6257
2023-05-25 17:00 | 2.9393 | 2.9393
2023-05-25 17:30 | 2.9472 | 2.9472
2023-05-25 18:00 | 3.2278 | 3.2278
2023-05-25 18:30 | 3.3182 | 3.3182
2023-05-25 19:00 | 3.5903 | 3.5903
2023-05-25 19:30 | 3.2152 | 3.2152
2023-05-25 20:00 | 3.0544 | 3.0544
2023-05-25 20:30 | 2.8401 | 2.8401
2023-05-25 21:00 | 2.6257 | 2.6257
2023-05-25 21:30 | 2.6257 | 2.6257
2023-05-25 22:00 | 2.4114 | 2.4114
2023-05-25 22:30 | 2.2323 | 2.2323
2023-05-25 23:00 | 2.0899 | 2.0899
2023-05-25 23:30 | 1.9827 | 1.9827
2023-05-26 | 1.8755 | 1.8755
2023-05-26 00:30 | 1.8755 | 1.8755
2023-05-26 01:00 | 1.7683 | 1.7683
2023-05-26 01:30 | 1.8219 | 1.8219
2023-05-26 02:00 | 1.7148 | 1.7148
2023-05-26 02:30 | 1.8219 | 1.8219
2023-05-26 03:00 | 1.7148 | 1.7148
2023-05-26 03:30 | 1.8219 | 1.8219
2023-05-26 04:00 | 1.7683 | 1.7683
2023-05-26 04:30 | 1.8755 | 1.8755
2023-05-26 05:00 | 1.9827 | 1.9827
2023-05-26 05:30 | 2.3578 | 2.3578
2023-05-26 06:00 | 2.3578 | 2.3578
2023-05-26 06:30 | 2.5721 | 2.5721
2023-05-26 07:00 | 2.8401 | 2.8401
2023-05-26 07:30 | 3.108 | 3.108
2023-05-26 08:00 | 2.7059 | 2.7059
2023-05-26 08:30 | 2.3578 | 2.3578
2023-05-26 09:00 | 2.0363 | 2.0363
2023-05-26 09:30 | 1.8219 | 1.8219
2023-05-26 10:00 | 1.8219 | 1.8219
2023-05-26 10:30 | 1.4468 | 1.4468
2023-05-26 11:00 | 1.554 | 1.554
2023-05-26 11:30 | 1.2325 | 1.2325
2023-05-26 12:00 | 1.3512 | 1.3512
2023-05-26 12:30 | 1.3397 | 1.3397
2023-05-26 13:00 | 1.3397 | 1.3397
2023-05-26 13:30 | 1.3397 | 1.3397
2023-05-26 14:00 | 1.5004 | 1.5004
2023-05-26 14:30 | 1.6076 | 1.6076
2023-05-26 15:00 | 1.6612 | 1.6612
2023-05-26 15:30 | 1.9563 | 1.9563
2023-05-26 16:00 | 2.0899 | 2.0899
2023-05-26 16:30 | 2.3578 | 2.3578
2023-05-26 17:00 | 2.5185 | 2.5185
2023-05-26 17:30 | 2.6257 | 2.6257
2023-05-26 18:00 | 2.7865 | 2.7865
2023-05-26 18:30 | 3.1616 | 3.1616
2023-05-26 19:00 | 3.1616 | 3.1616
2023-05-26 19:30 | 3.108 | 3.108
2023-05-26 20:00 | 2.9472 | 2.9472
2023-05-26 20:30 | 2.7329 | 2.7329
2023-05-26 21:00 | 2.6257 | 2.6257
2023-05-26 21:30 | 2.6257 | 2.6257
2023-05-26 22:00 | 2.5185 | 2.5185
2023-05-26 22:30 | 2.3042 | 2.3042
2023-05-26 23:00 | 2.3042 | 2.3042
2023-05-26 23:30 | 2.0899 | 2.0899
2023-05-27 | 2.0363 | 2.0363
2023-05-27 00:30 | 1.9291 | 1.9291
2023-05-27 01:00 | 2.0899 | 2.0899
2023-05-27 01:30 | 1.8755 | 1.8755
2023-05-27 02:00 | 1.8755 | 1.8755
2023-05-27 02:30 | 1.8755 | 1.8755
2023-05-27 03:00 | 1.8755 | 1.8755
2023-05-27 03:30 | 1.7683 | 1.7683
2023-05-27 04:00 | 1.9291 | 1.9291
2023-05-27 04:30 | 1.9827 | 1.9827
2023-05-27 05:00 | 2.197 | 2.197
2023-05-27 05:30 | 2.197 | 2.197
2023-05-27 06:00 | 2.197 | 2.197
2023-05-27 06:30 | 2.3452 | 2.3452
2023-05-27 07:00 | 2.4832 | 2.4832
2023-05-27 07:30 | 2.6257 | 2.6257
2023-05-27 08:00 | 2.62 | 2.62
2023-05-27 08:30 | 2.4114 | 2.4114
2023-05-27 09:00 | 2.3578 | 2.3578
2023-05-27 09:30 | 1.9827 | 1.9827
2023-05-27 10:00 | 1.8219 | 1.8219
2023-05-27 10:30 | 1.6007 | 1.6007
2023-05-27 11:00 | 1.4468 | 1.4468
2023-05-27 11:30 | 1.295 | 1.295
2023-05-27 12:00 | 1.2325 | 1.2325
2023-05-27 12:30 | 1.1789 | 1.1789
2023-05-27 13:00 | 1.1627 | 1.1627
2023-05-27 13:30 | 1.1789 | 1.1789
2023-05-27 14:00 | 1.1789 | 1.1789
2023-05-27 14:30 | 1.0717 | 1.0717
2023-05-27 15:00 | 1.2861 | 1.2861
2023-05-27 15:30 | 1.3397 | 1.3397
2023-05-27 16:00 | 1.6612 | 1.6612
2023-05-27 16:30 | 1.8219 | 1.8219
2023-05-27 17:00 | 2.197 | 2.197
2023-05-27 17:30 | 2.4114 | 2.4114
2023-05-27 18:00 | 2.7329 | 2.7329
2023-05-27 18:30 | 3.0544 | 3.0544
2023-05-27 19:00 | 3.108 | 3.108
2023-05-27 19:30 | 3.1616 | 3.1616
2023-05-27 20:00 | 2.9472 | 2.9472
2023-05-27 20:30 | 2.8401 | 2.8401
2023-05-27 21:00 | 2.7865 | 2.7865
2023-05-27 21:30 | 2.7329 | 2.7329
2023-05-27 22:00 | 2.5185 | 2.5185
2023-05-27 22:30 | 2.4114 | 2.4114
2023-05-27 23:00 | 2.3042 | 2.3042
2023-05-27 23:30 | 2.197 | 2.197
2023-05-28 | 2.0899 | 2.0899
2023-05-28 00:30 | 2.0899 | 2.0899
2023-05-28 01:00 | 2.0899 | 2.0899
2023-05-28 01:30 | 2.0899 | 2.0899
2023-05-28 02:00 | 2.0899 | 2.0899
2023-05-28 02:30 | 1.9827 | 1.9827
2023-05-28 03:00 | 1.9291 | 1.9291
2023-05-28 03:30 | 2.0899 | 2.0899
2023-05-28 04:00 | 2.0899 | 2.0899
2023-05-28 04:30 | 2.197 | 2.197
2023-05-28 05:00 | 2.3042 | 2.3042
2023-05-28 05:30 | 2.3578 | 2.3578
2023-05-28 06:00 | 2.4577 | 2.4577
2023-05-28 06:30 | 2.6257 | 2.6257
2023-05-28 07:00 | 2.6793 | 2.6793
2023-05-28 07:30 | 2.8401 | 2.8401
2023-05-28 08:00 | 2.7865 | 2.7865
2023-05-28 08:30 | 2.7329 | 2.7329
2023-05-28 09:00 | 2.3548 | 2.3548
2023-05-28 09:30 | 2.197 | 2.197
2023-05-28 10:00 | 1.8755 | 1.8755
2023-05-28 10:30 | 1.5951 | 1.5951
2023-05-28 11:00 | 1.5004 | 1.5004
2023-05-28 11:30 | 1.3932 | 1.3932
2023-05-28 12:00 | 1.2454 | 1.2454
2023-05-28 12:30 | 1.2325 | 1.2325
2023-05-28 13:00 | 1.2325 | 1.2325
2023-05-28 13:30 | 1.3397 | 1.3397
2023-05-28 14:00 | 1.2325 | 1.2325
2023-05-28 14:30 | 1.2325 | 1.2325
2023-05-28 15:00 | 1.3932 | 1.3932
2023-05-28 15:30 | 1.6076 | 1.6076
2023-05-28 16:00 | 1.7683 | 1.7683
2023-05-28 16:30 | 2.0673 | 2.0673
2023-05-28 17:00 | 2.197 | 2.197
2023-05-28 17:30 | 2.6793 | 2.6793
2023-05-28 18:00 | 2.9472 | 2.9472
2023-05-28 18:30 | 3.3223 | 3.3223
2023-05-28 19:00 | 3.3759 | 3.3759
2023-05-28 19:30 | 3.1616 | 3.1616
2023-05-28 20:00 | 3.2274 | 3.2274
2023-05-28 20:30 | 2.9253 | 2.9253
2023-05-28 21:00 | 2.8401 | 2.8401
2023-05-28 21:30 | 2.7865 | 2.7865
2023-05-28 22:00 | 2.6257 | 2.6257
2023-05-28 22:30 | 2.3578 | 2.3578
2023-05-28 23:00 | 2.3578 | 2.3578
2023-05-28 23:30 | 2.1434 | 2.1434
2023-05-29 | 2.1434 | 2.1434
2023-05-29 00:30 | 1.9827 | 1.9827
2023-05-29 01:00 | 1.9827 | 1.9827
2023-05-29 01:30 | 1.8755 | 1.8755
2023-05-29 02:00 | 2.0363 | 2.0363
2023-05-29 02:30 | 1.8755 | 1.8755
2023-05-29 03:00 | 1.9827 | 1.9827
2023-05-29 03:30 | 1.8755 | 1.8755
2023-05-29 04:00 | 2.0899 | 2.0899
2023-05-29 04:30 | 2.197 | 2.197
2023-05-29 05:00 | 2.465 | 2.465
2023-05-29 05:30 | 2.6793 | 2.6793
2023-05-29 06:00 | 2.9744 | 2.9744
2023-05-29 06:30 | 3.1616 | 3.1616
2023-05-29 07:00 | 3.4295 | 3.4295
2023-05-29 07:30 | 3.4385 | 3.4385
2023-05-29 08:00 | 3.4497 | 3.4497
2023-05-29 08:30 | 2.9472 | 2.9472
2023-05-29 09:00 | 2.6257 | 2.6257
2023-05-29 09:30 | 2.4114 | 2.4114
2023-05-29 10:00 | 2.0363 | 2.0363
2023-05-29 10:30 | 1.7683 | 1.7683
2023-05-29 11:00 | 1.6472 | 1.6472
2023-05-29 11:30 | 1.4468 | 1.4468
2023-05-29 12:00 | 1.5004 | 1.5004
2023-05-29 12:30 | 1.2325 | 1.2325
2023-05-29 13:00 | 1.2861 | 1.2861
2023-05-29 13:30 | 1.2325 | 1.2325
2023-05-29 14:00 | 1.3397 | 1.3397
2023-05-29 14:30 | 1.3392 | 1.3392
2023-05-29 15:00 | 1.554 | 1.554
2023-05-29 15:30 | 1.6612 | 1.6612
2023-05-29 16:00 | 1.8755 | 1.8755
2023-05-29 16:30 | 2.1434 | 2.1434
2023-05-29 17:00 | 2.5185 | 2.5185
2023-05-29 17:30 | 2.7686 | 2.7686
2023-05-29 18:00 | 3.0544 | 3.0544
2023-05-29 18:30 | 3.2687 | 3.2687
2023-05-29 19:00 | 3.5903 | 3.5903
2023-05-29 19:30 | 3.3684 | 3.3684
2023-05-29 20:00 | 3.3759 | 3.3759
2023-05-29 20:30 | 3.0544 | 3.0544
2023-05-29 21:00 | 2.8401 | 2.8401
2023-05-29 21:30 | 2.8401 | 2.8401
2023-05-29 22:00 | 2.6992 | 2.6992
2023-05-29 22:30 | 2.4114 | 2.4114
2023-05-29 23:00 | 2.4114 | 2.4114
2023-05-29 23:30 | 2.197 | 2.197
2023-05-30 | 2.1434 | 2.1434
2023-05-30 00:30 | 2.0899 | 2.0899
2023-05-30 01:00 | 2.0899 | 2.0899
2023-05-30 01:30 | 1.9827 | 1.9827
2023-05-30 02:00 | 2.0363 | 2.0363
2023-05-30 02:30 | 1.9827 | 1.9827
2023-05-30 03:00 | 2.0363 | 2.0363
2023-05-30 03:30 | 1.9997 | 1.9997
2023-05-30 04:00 | 2.0899 | 2.0899
2023-05-30 04:30 | 2.2506 | 2.2506
2023-05-30 05:00 | 2.5185 | 2.5185
2023-05-30 05:30 | 2.7329 | 2.7329
2023-05-30 06:00 | 2.9472 | 2.9472
2023-05-30 06:30 | 3.1616 | 3.1616
2023-05-30 07:00 | 3.4194 | 3.4194
2023-05-30 07:30 | 3.5903 | 3.5903
2023-05-30 08:00 | 3.3196 | 3.3196
2023-05-30 08:30 | 2.8401 | 2.8401
2023-05-30 09:00 | 2.465 | 2.465
2023-05-30 09:30 | 2.1434 | 2.1434
2023-05-30 10:00 | 1.9827 | 1.9827
2023-05-30 10:30 | 1.6612 | 1.6612
2023-05-30 11:00 | 1.6355 | 1.6355
2023-05-30 11:30 | 1.3397 | 1.3397
2023-05-30 12:00 | 1.2861 | 1.2861
2023-05-30 12:30 | 1.1621 | 1.1621
2023-05-30 13:00 | 1.3397 | 1.3397
2023-05-30 13:30 | 1.2325 | 1.2325
2023-05-30 14:00 | 1.3397 | 1.3397
2023-05-30 14:30 | 1.3397 | 1.3397
2023-05-30 15:00 | 1.4904 | 1.4904
2023-05-30 15:30 | 1.5673 | 1.5673
2023-05-30 16:00 | 1.8755 | 1.8755
2023-05-30 16:30 | 2.0363 | 2.0363
2023-05-30 17:00 | 2.3509 | 2.3509
2023-05-30 17:30 | 2.6257 | 2.6257
2023-05-30 18:00 | 2.8401 | 2.8401
2023-05-30 18:30 | 3.2687 | 3.2687
2023-05-30 19:00 | 3.3223 | 3.3223
2023-05-30 19:30 | 3.3759 | 3.3759
2023-05-30 20:00 | 3.086 | 3.086
2023-05-30 20:30 | 3.0421 | 3.0421
2023-05-30 21:00 | 2.7736 | 2.7736
2023-05-30 21:30 | 2.8401 | 2.8401
2023-05-30 22:00 | 2.6257 | 2.6257
2023-05-30 22:30 | 2.288 | 2.288
2023-05-30 23:00 | 2.197 | 2.197
2023-05-30 23:30 | 2.0696 | 2.0696
2023-05-31 | 2.0899 | 2.0899
2023-05-31 00:30 | 1.9827 | 1.9827
2023-05-31 01:00 | 1.9827 | 1.9827
2023-05-31 01:30 | 1.8755 | 1.8755
2023-05-31 02:00 | 1.8755 | 1.8755
2023-05-31 02:30 | 1.8755 | 1.8755
2023-05-31 03:00 | 1.8219 | 1.8219
2023-05-31 03:30 | 1.8755 | 1.8755
2023-05-31 04:00 | 1.8755 | 1.8755
2023-05-31 04:30 | 2.0363 | 2.0363
2023-05-31 05:00 | 2.2506 | 2.2506
2023-05-31 05:30 | 2.5185 | 2.5185
2023-05-31 06:00 | 2.7329 | 2.7329
2023-05-31 06:30 | 2.9472 | 2.9472
2023-05-31 07:00 | 3.1616 | 3.1616
2023-05-31 07:30 | 3.3759 | 3.3759
2023-05-31 08:00 | 3.0544 | 3.0544
2023-05-31 08:30 | 2.7329 | 2.7329
2023-05-31 09:00 | 2.2506 | 2.2506
2023-05-31 09:30 | 1.9827 | 1.9827
2023-05-31 10:00 | 2.197 | 2.197
2023-05-31 10:30 | 1.8765 | 1.8765
2023-05-31 11:00 | 1.554 | 1.554
2023-05-31 11:30 | 1.5004 | 1.5004
2023-05-31 12:00 | 1.2325 | 1.2325
2023-05-31 12:30 | 1.2325 | 1.2325
2023-05-31 13:00 | 1.2325 | 1.2325
2023-05-31 13:30 | 1.3397 | 1.3397
2023-05-31 14:00 | 1.4468 | 1.4468
2023-05-31 14:30 | 1.554 | 1.554
2023-05-31 15:00 | 1.6612 | 1.6612
2023-05-31 15:30 | 1.8755 | 1.8755
2023-05-31 16:00 | 1.9827 | 1.9827
2023-05-31 16:30 | 2.3042 | 2.3042
2023-05-31 17:00 | 2.5185 | 2.5185
2023-05-31 17:30 | 2.6257 | 2.6257
2023-05-31 18:00 | 2.9472 | 2.9472
2023-05-31 18:30 | 3.3759 | 3.3759
2023-05-31 19:00 | 3.3223 | 3.3223
2023-05-31 19:30 | 3.2152 | 3.2152
2023-05-31 20:00 | 3.0544 | 3.0544
2023-05-31 20:30 | 2.8401 | 2.8401
2023-05-31 21:00 | 2.6793 | 2.6793
2023-05-31 21:30 | 2.7329 | 2.7329
2023-05-31 22:00 | 2.5185 | 2.5185
2023-05-31 22:30 | 2.3578 | 2.3578
2023-05-31 23:00 | 2.3042 | 2.3042
2023-05-31 23:30 | 2.197 | 2.197
2023-06-01 | 2.0899 | 2.0899